## MISO Test
Queue Type | Queue # | Queue Date | Project Type | Capacity | State | County/Town | Status | Transmission Owner | Interconnection POI | Substation | Project Name | Project ID | Feasibility Study | Impact Study | Facility Status | ISA/WMPA | CSA
MISO | G037 | 2000-05-12 | Wind | 36 | Minnesota | Murray County | Done/in Service | Northern States Power (Xcel Energy) | Chanarambie Substation | Chanarambie (SubstationID: 19867) | Ridgewind | 20888 | Not Provided by ISO | Not Provided by ISO | Not Provided by ISO | Not Provided by ISO | Not Provided by ISO
MISO | G040 | 2000-05-30 | Wind | 202 | Minnesota | Nobles County | Withdrawn/withdrawn | ITC Midwest | Unknown |  | Nobles County - G040 | 68687 | Not Provided by ISO | Not Provided by ISO | Not Provided by ISO | Not Provided by ISO | Not Provided by ISO
MISO | G041 | 2000-05-31 | Wind | 2 | Minnesota | Pipestone County | Done/in Service | Northern States Power (Xcel Energy) | Unknown |  | Pipestone County - G041 | 68688 | Not Provided by ISO | Not Provided by ISO | Not Provided by ISO | Not Provided by ISO | Not Provided by ISO
MISO | G046 | 2000-07-23 | Wind | 200 | Iowa | Worth County | Done/in Service | ITC Midwest | Worth County switching station | Lime Creek (SubstationID: 17499) | Hancock County | 989 | Not Provided by ISO | Not Provided by ISO | Not Provided by ISO | Not Provided by ISO | Not Provided by ISO
MISO | G056 | 2000-09-01 | Wind | 80 | Iowa | Hancock County | Done/in Service | ITC Midwest | Sioux Avenue Substation | Sioux (SubstationID: 17229) | Hancock County - G056 | 68689 | Not Provided by ISO | Not Provided by ISO | Not Provided by ISO | Not Provided by ISO | Not Provided by ISO
MISO | G057 | 2000-09-08 | Wind | 80 | Minnesota | Murray County | Done/in Service | Northern States Power (Xcel Energy) | Unknown |  | Murray County - G057 | 68690 | Not Provided by ISO | Not Provided by ISO | Not Provided by ISO | Not Provided by ISO | Not Provided by ISO
MISO | G060 | 2000-09-18 | Wind | 100 | Minnesota | Murray County | Done/in Service | Northern States Power (Xcel Energy) | Chanarambie Substation | Chanarambie (SubstationID: 19867) | Chanarambie | 3414 | Not Provided by ISO | Not Provided by ISO | Not Provided by ISO | Not Provided by ISO | Not Provided by ISO
MISO | G073 | 2001-01-26 | Wind | 1 | Minnesota | Lincoln County | Done/in Service | Otter Tail Power Company | Unknown |  | Lincoln County - G073 | 68691 | Not Provided by ISO | Not Provided by ISO | Not Provided by ISO | Not Provided by ISO | Not Provided by ISO
MISO | G081 | 2001-02-22 | Wind | 1 | Minnesota | Pipestone County | Done/not Started | Northern States Power (Xcel Energy) | Unknown |  |  |  | Not Provided by ISO | Not Provided by ISO | Not Provided by ISO | Not Provided by ISO | Not Provided by ISO
MISO | G097 | 2001-06-16 | Wind | 2 | Minnesota | Murray County | Withdrawn/withdrawn | Northern States Power (Xcel Energy) | Unknown |  | Murray County - G097 | 68693 | Not Provided by ISO | Not Provided by ISO | Not Provided by ISO | Not Provided by ISO | Not Provided by ISO
MISO | G103 | 2001-06-20 | Wind | 370 | Wisconsin | Sheboygan County | Done/in Service | American Transmission Co. LLC | Point Beach - Sheboygan Switching Station | Point Beach Nuclear Plant (SubstationID: 17179) | Sheboygan County - G103 | 68694 | Not Provided by ISO | Not Provided by ISO | Not Provided by ISO | Not Provided by ISO | Not Provided by ISO
MISO | G226 | 2001-07-30 | Wind | 9 | Minnesota | Pipestone County | Done/withdrawn | Northern States Power (Xcel Energy) | Unknown |  | Pipestone County - G226 | 68700 | Not Provided by ISO | Not Provided by ISO | Not Provided by ISO | Not Provided by ISO | Not Provided by ISO
MISO | G285 | 2001-07-30 | Wind | 9 | Minnesota | Pipestone County | Done/in Service | Northern States Power (Xcel Energy) | Pipestone - Lake Wilson 69kV | Pipestone (SubstationID: 32178) - Wilson (SubstationID: 33593) | Pipestone County - G285 | 68713 | Not Provided by ISO | Not Provided by ISO | Not Provided by ISO | Not Provided by ISO | Not Provided by ISO
MISO | G113 | 2001-08-08 | Wind | 200 | Minnesota | Mower County | Done/in Service | ITC Midwest | Adams Substation | High Prairie (SubstationID: 970) | High Prairie I (Mower) | 4303 | Not Provided by ISO | Not Provided by ISO | Not Provided by ISO | Not Provided by ISO | Not Provided by ISO
MISO | G132 | 2001-09-17 | Wind | 180 | North Dakota | Dickey County | Done/in Service | Montana-Dakota Utilities Company | Ellendale Sub 230 kV | Ellendale (SubstationID: 13224) | Dickey County - G132 | 68695 | Not Provided by ISO | Not Provided by ISO | Not Provided by ISO | Not Provided by ISO | Not Provided by ISO
MISO | G154 | 2001-11-16 | Wind | 150 | South Dakota | Deuel County | Withdrawn/not Started | Otter Tail Power Company | Unknown |  | Deuel County - G154 | 68696 | Not Provided by ISO | Not Provided by ISO | Not Provided by ISO | Not Provided by ISO | Not Provided by ISO
MISO | G162 | 2001-12-03 | Wind | 200 | Minnesota | Nobles County | Done/in Service | Northern States Power (Xcel Energy) | Fenton Substation | Fenton (SubstationID: 530) | Fenton | 3410 | Not Provided by ISO | Not Provided by ISO | Not Provided by ISO | Not Provided by ISO | Not Provided by ISO
MISO | G163 | 2001-12-03 | Wind | 200 | Minnesota | Murray County | Withdrawn/not Started | Northern States Power (Xcel Energy) | Unknown |  | Murray County - G163 | 68697 | Not Provided by ISO | Not Provided by ISO | Not Provided by ISO | Not Provided by ISO | Not Provided by ISO
MISO | G171 | 2002-01-16 | Wind | 14 | Minnesota | Dodge County | Done/in Service | Northern States Power (Xcel Energy) | Dodge Center Substation | Dodge Center (SubstationID: 40355) - Kasson (SubstationID: 36415) | Garwin McNeilus (Dodge Center Wind Farm) | 21612 | Not Provided by ISO | Not Provided by ISO | Not Provided by ISO | Not Provided by ISO | Not Provided by ISO
MISO | G176 | 2002-03-04 | Wind | 100 | Minnesota | Lincoln County | Done/in Service | Northern States Power (Xcel Energy) | Yankee Substation | Brookings County (SubstationID: 29284) - Yankee (SubstationID: 13283) | Minn-Dakota | 4758 | Not Provided by ISO | Not Provided by ISO | Not Provided by ISO | Not Provided by ISO | Not Provided by ISO
MISO | G183 | 2002-03-14 | Wind | 200 | Minnesota | Murray County | Withdrawn/not Started | ITC Midwest | Unknown |  | Murray County - G183 | 68698 | Not Provided by ISO | Not Provided by ISO | Not Provided by ISO | Not Provided by ISO | Not Provided by ISO
MISO | G185 | 2002-03-21 | Wind | 4 | Minnesota | Pipestone County | Done/in Service | Northern States Power (Xcel Energy) | Pipestone - Dell Rapids 69 kV | Dell Rapids-Tr02 (SubstationID: 49843) - Pipestone (SubstationID: 32178) | Uilk Wind Farm | 18197 | Not Provided by ISO | Not Provided by ISO | Not Provided by ISO | Not Provided by ISO | Not Provided by ISO
MISO | G221 | 2002-04-16 | Wind | 180 | North Dakota | Dickey County | Withdrawn/not Started | Montana-Dakota Utilities Company | Unknown |  | Dickey County - G221 | 68699 | Not Provided by ISO | Not Provided by ISO | Not Provided by ISO | Not Provided by ISO | Not Provided by ISO
MISO | G228 | 2002-04-24 | Wind | 30 | Michigan | Oceana County | Withdrawn/not Started | Michigan Electric Transmission Company, LLC | Unknown |  | Oceana County - G228 | 68701 | Not Provided by ISO | Not Provided by ISO | Not Provided by ISO | Not Provided by ISO | Not Provided by ISO
MISO | G229 | 2002-04-24 | Wind | 30 | Michigan | Oceana County | Withdrawn/not Started | Michigan Electric Transmission Company, LLC | Unknown |  | Oceana County - G229 | 68702 | Not Provided by ISO | Not Provided by ISO | Not Provided by ISO | Not Provided by ISO | Not Provided by ISO
MISO | G252 | 2002-05-14 | Wind | 10 | Minnesota | Murray County | Done/in Service | Great River Energy | GRE Rock River - Chandler Tap 69 kV | Chandler (SubstationID: 12123) - Rock River (SubstationID: 40684) | Valley View | 6843 | Not Provided by ISO | Not Provided by ISO | Not Provided by ISO | Not Provided by ISO | Not Provided by ISO
MISO | G232 | 2002-05-29 | Wind | 44 | Iowa | Dickinson County | Done/in Service | ITC Midwest | Unknown | Stegall (SubstationID: 10491) | Flying Cloud | 450 | Not Provided by ISO | Not Provided by ISO | Not Provided by ISO | Not Provided by ISO | Not Provided by ISO
MISO | G233 | 2002-06-03 | Wind | 10 | Minnesota | Murray County | Withdrawn/not Started | Northern States Power (Xcel Energy) | Unknown |  | Murray County - G233 | 68703 | Not Provided by ISO | Not Provided by ISO | Not Provided by ISO | Not Provided by ISO | Not Provided by ISO
MISO | G239 | 2002-06-25 | Wind | 63 | Minnesota | Dodge County | Done/withdrawn | Northern States Power (Xcel Energy) | Kasson - Dodge Center 69 kV | Dodge Center (SubstationID: 40355) - Kasson (SubstationID: 36415) | Garwin McNeilus (Dodge Center Wind Farm) | 21612 | Not Provided by ISO | Not Provided by ISO | Not Provided by ISO | Not Provided by ISO | Not Provided by ISO
MISO | G251 | 2002-07-25 | Wind | 6 | Minnesota | Jackson County | Done/in Service | Great River Energy | Heron Lake - Fox Lake 69kV | Fox Lake (SubstationID: 30282) - Heron Lake (SubstationID: 19454) | Jackson County - G251 | 68705 | Not Provided by ISO | Not Provided by ISO | Not Provided by ISO | Not Provided by ISO | Not Provided by ISO
MISO | G241 | 2002-07-30 | Wind | 2 | Minnesota | Lincoln County | Done/in Service | Northern States Power (Xcel Energy) | Buffalo Ridge - Bravo 34.5kV | Buffalo Ridge (SubstationID: 13006) | JJN | 5268 | Not Provided by ISO | Not Provided by ISO | Not Provided by ISO | Not Provided by ISO | Not Provided by ISO
MISO | G242 | 2002-08-03 | Wind | 19 | Minnesota | Dodge County | Done/in Service | Northern States Power (Xcel Energy) | Dodge Center Substation | Dodge Center (SubstationID: 40355) - Kasson (SubstationID: 36415) | Garwin McNeilus (Dodge Center Wind Farm) | 21612 | Not Provided by ISO | Not Provided by ISO | Not Provided by ISO | Not Provided by ISO | Not Provided by ISO
MISO | G248 | 2002-08-20 | Wind | 19 | North Dakota | Dickey County | Done/withdrawn | Montana-Dakota Utilities Company | Wishek - Ashley - Ellendale 41.6 kV | Wishek Jct. (SubstationID: 33624) | Dickey County - G248 | 68704 | Not Provided by ISO | Not Provided by ISO | Not Provided by ISO | Not Provided by ISO | Not Provided by ISO
MISO | G253 | 2002-09-09 | Wind | 12 | Minnesota | Rock County | Done/in Service | Northern States Power (Xcel Energy) | Split Rock - Magnolia 161kV | Magnolia (SubstationID: 31352) | MinWind III-IX | 5273 | Not Provided by ISO | Not Provided by ISO | Not Provided by ISO | Not Provided by ISO | Not Provided by ISO
MISO | G255 | 2002-09-18 | Wind | 100 | South Dakota | Brookings County | Done/in Service | Northern States Power (Xcel Energy) | Yankee Substation | Brookings County (SubstationID: 29284) - Yankee (SubstationID: 13283) | Minn-Dakota | 4758 | Not Provided by ISO | Not Provided by ISO | Not Provided by ISO | Not Provided by ISO | Not Provided by ISO
MISO | G262 | 2002-10-22 | Wind | 200 | Minnesota | Jackson County | Withdrawn/not Started | ITC Midwest | Unknown |  | Jackson County - G262 | 68706 | Not Provided by ISO | Not Provided by ISO | Not Provided by ISO | Not Provided by ISO | Not Provided by ISO
MISO | G263 | 2002-10-22 | Wind | 105 | Minnesota | Martin County | Done/in Service | Northern States Power (Xcel Energy) | Lakefield Generating Substation | Trimont (SubstationID: 20114) | Trimont Area | 1345 | Not Provided by ISO | Not Provided by ISO | Not Provided by ISO | Not Provided by ISO | Not Provided by ISO
MISO | G269 | 2002-11-19 | Wind | 100 | Minnesota | Mower County | Withdrawn/not Started | Northern States Power (Xcel Energy) | Unknown |  | Mower County - G269 | 68707 | Not Provided by ISO | Not Provided by ISO | Not Provided by ISO | Not Provided by ISO | Not Provided by ISO
MISO | G272 | 2002-12-05 | Wind | 10 | Minnesota | Murray County | Done/in Service | Great River Energy | Chandler Switching Station - Chandler Tap 69kV |  | East Ridge | 5225 | Not Provided by ISO | Not Provided by ISO | Not Provided by ISO | Not Provided by ISO | Not Provided by ISO
MISO | G275 | 2002-12-12 | Wind | 19 | South Dakota | Mcpherson County | Withdrawn/not Started | Montana-Dakota Utilities Company | Unknown |  | McPherson County - G275 | 68708 | Not Provided by ISO | Not Provided by ISO | Not Provided by ISO | Not Provided by ISO | Not Provided by ISO
MISO | G278 | 2002-12-19 | Wind | 8 | Minnesota | Pipestone County | Done/in Service | Northern States Power (Xcel Energy) | Pipestone - Dell Rapids 69kV | Dell Rapids-Tr02 (SubstationID: 49843) - Pipestone (SubstationID: 32178) | Carstensen Wind (West Pipestone Projects) | 33442 | Not Provided by ISO | Not Provided by ISO | Not Provided by ISO | Not Provided by ISO | Not Provided by ISO
MISO | G278 | 2002-12-19 | Wind | 8 | Minnesota | Pipestone County | Done/in Service | Northern States Power (Xcel Energy) | Pipestone - Dell Rapids 69kV | Dell Rapids-Tr02 (SubstationID: 49843) - Pipestone (SubstationID: 32178) | Greenback Wind (West Pipestone Projects) | 33463 | Not Provided by ISO | Not Provided by ISO | Not Provided by ISO | Not Provided by ISO | Not Provided by ISO
MISO | G278 | 2002-12-19 | Wind | 8 | Minnesota | Pipestone County | Done/in Service | Northern States Power (Xcel Energy) | Pipestone - Dell Rapids 69kV | Dell Rapids-Tr02 (SubstationID: 49843) - Pipestone (SubstationID: 32178) | Lucky Wind (West Pipestone Projects) | 33494 | Not Provided by ISO | Not Provided by ISO | Not Provided by ISO | Not Provided by ISO | Not Provided by ISO
MISO | G278 | 2002-12-19 | Wind | 8 | Minnesota | Pipestone County | Done/in Service | Northern States Power (Xcel Energy) | Pipestone - Dell Rapids 69kV | Dell Rapids-Tr02 (SubstationID: 49843) - Pipestone (SubstationID: 32178) | Northern Lights Wind (West Pipestone Projects) | 42414 | Not Provided by ISO | Not Provided by ISO | Not Provided by ISO | Not Provided by ISO | Not Provided by ISO
MISO | G278 | 2002-12-19 | Wind | 8 | Minnesota | Pipestone County | Done/in Service | Northern States Power (Xcel Energy) | Pipestone - Dell Rapids 69kV | Dell Rapids-Tr02 (SubstationID: 49843) - Pipestone (SubstationID: 32178) | Stahl Wind Energy (West Pipestone Projects) | 42415 | Not Provided by ISO | Not Provided by ISO | Not Provided by ISO | Not Provided by ISO | Not Provided by ISO
MISO | G288 | 2003-01-03 | Wind | 100 | Wisconsin | Walworth County | Withdrawn/withdrawn | American Transmission Co. LLC | Unknown |  | Walworth County - G288 | 68714 | Not Provided by ISO | Not Provided by ISO | Not Provided by ISO | Not Provided by ISO | Not Provided by ISO
MISO | G289 | 2003-01-03 | Wind | 100 | Wisconsin | Rock County | Withdrawn/withdrawn | American Transmission Co. LLC | Unknown |  | Rock County - G289 | 68715 | Not Provided by ISO | Not Provided by ISO | Not Provided by ISO | Not Provided by ISO | Not Provided by ISO
MISO | G282 | 2003-01-07 | Wind | 99 | Wisconsin | Lafayette County | Done/withdrawn | American Transmission Co. LLC | Hillman 138 kV | Hillman (SubstationID: 21361) | Lafayette County - G282 | 68710 | Not Provided by ISO | Not Provided by ISO | Not Provided by ISO | Not Provided by ISO | Not Provided by ISO
MISO | G283 | 2003-01-09 | Wind | 19 | North Dakota | Mcintosh County | Withdrawn/not Started | Montana-Dakota Utilities Company | Unknown |  | McIntosh County - G283 | 68711 | Not Provided by ISO | Not Provided by ISO | Not Provided by ISO | Not Provided by ISO | Not Provided by ISO
MISO | G284 | 2003-01-09 | Wind | 19 | North Dakota | Dickey County | Withdrawn/not Started | Montana-Dakota Utilities Company | Unknown |  | Dickey County - G284 | 68712 | Not Provided by ISO | Not Provided by ISO | Not Provided by ISO | Not Provided by ISO | Not Provided by ISO
MISO | G287 | 2003-01-21 | Wind | 200 | Minnesota | Nobles County | Done/in Service | Northern States Power (Xcel Energy) | Nobles County Substation | Nobles (SubstationID: 531) | Nobles | 6188 | Not Provided by ISO | Not Provided by ISO | Not Provided by ISO | Not Provided by ISO | Not Provided by ISO
MISO | N001 | 2003-01-30 | Wind | 100 | Indiana | Benton County | Done/in Service | Northern Indiana Public Service Company | Goodland 138 / 69 kV Substation | Goodland (SubstationID: 20111) | Hoosier | 5599 | Not Provided by ISO | Not Provided by ISO | Not Provided by ISO | Not Provided by ISO | Not Provided by ISO
MISO | G291 | 2003-02-05 | Wind | 19 | North Dakota | Lamoure County | Done/in Service | Otter Tail Power Company | Jamestown - Oakes 41.6kV | Oakes (SubstationID: 39111) | North Dakota I & II | 15667 | Not Provided by ISO | Not Provided by ISO | Not Provided by ISO | Not Provided by ISO | Not Provided by ISO
MISO | G296 | 2003-02-10 | Wind | 25 | South Dakota | Mcpherson County | Withdrawn/not Started | Montana-Dakota Utilities Company | Unknown |  | McPherson County - G296 | 68716 | Not Provided by ISO | Not Provided by ISO | Not Provided by ISO | Not Provided by ISO | Not Provided by ISO
MISO | G298 | 2003-02-11 | Wind | 100 | Iowa | Dickinson County | Done/in Service | ITC Midwest | Wisdom - Triboji 161 kV | Cayler (SubstationID: 20107) - Triboji (SubstationID: 19934) - Wisdom (SubstationID: 46523) | Lost Lakes | 12110 | Not Provided by ISO | Not Provided by ISO | Not Provided by ISO | Not Provided by ISO | Not Provided by ISO
MISO | G297 | 2003-02-12 | Wind | 39 | South Dakota | Edmunds County | Done/withdrawn | Montana-Dakota Utilities Company | Glenham Jct substation | Glenham Jct. (SubstationID: 30400) | Edmunds County - G297 | 68717 | Not Provided by ISO | Not Provided by ISO | Not Provided by ISO | Not Provided by ISO | Not Provided by ISO
MISO | G164 | 2003-02-18 | Wind | 200 | Minnesota | Martin County | Done/in Service | ITC Midwest | Lakefield Junction 345 kV substation | Lakefield 2 (SubstationID: 13989) - Lakefield Junction (SubstationID: 13005) | Lakefield | 11796 | Not Provided by ISO | Not Provided by ISO | Not Provided by ISO | Not Provided by ISO | Not Provided by ISO
MISO | G301 | 2003-02-24 | Wind | 4 | Iowa | Osceola County | Done/in Service | ITC Midwest | Sibley - Triboji 69kV | Sibley One (SubstationID: 18493) - Triboji (SubstationID: 19934) | Zachary Ridge/LJ | 5339 | Not Provided by ISO | Not Provided by ISO | Not Provided by ISO | Not Provided by ISO | Not Provided by ISO
MISO | G307 | 2003-03-12 | Wind | 19 | North Dakota | Mcintosh County | Withdrawn/not Started | Montana-Dakota Utilities Company | Unknown |  | McIntosh County - G307 | 68718 | Not Provided by ISO | Not Provided by ISO | Not Provided by ISO | Not Provided by ISO | Not Provided by ISO
MISO | G308 | 2003-03-12 | Wind | 19 | North Dakota | Mcintosh County | Withdrawn/not Started | Montana-Dakota Utilities Company | Unknown |  | McIntosh County - G308 | 68719 | Not Provided by ISO | Not Provided by ISO | Not Provided by ISO | Not Provided by ISO | Not Provided by ISO
MISO | G310 | 2003-03-18 | Wind | 8 | Iowa | Cerro Gordo County | Done/in Service | ITC Midwest | Cerro Gordo Substation | Adams (SubstationID: 956) | Cerro Gordo (Hawkeye) | 986 | Not Provided by ISO | Not Provided by ISO | Not Provided by ISO | Not Provided by ISO | Not Provided by ISO
MISO | G311 | 2003-03-19 | Wind | 19 | North Dakota | Bowman County | Done/withdrawn | Montana-Dakota Utilities Company | Gascoyne Jct. 34.5 kV substation | Gascoyne Jct. (SubstationID: 30340) | Bowman County - G311 | 68720 | Not Provided by ISO | Not Provided by ISO | Not Provided by ISO | Not Provided by ISO | Not Provided by ISO
MISO | G312 | 2003-03-20 | Wind | 19 | North Dakota | Dickey County | Withdrawn/not Started | Montana-Dakota Utilities Company | Unknown |  | Dickey County - G312 | 68721 | Not Provided by ISO | Not Provided by ISO | Not Provided by ISO | Not Provided by ISO | Not Provided by ISO
MISO | G313 | 2003-03-20 | Wind | 19 | North Dakota | Dickey County | Withdrawn/not Started | Montana-Dakota Utilities Company | Unknown |  | Dickey County - G313 | 68722 | Not Provided by ISO | Not Provided by ISO | Not Provided by ISO | Not Provided by ISO | Not Provided by ISO
MISO | G314 | 2003-03-26 | Wind | 50 | North Dakota | Cavalier County | Withdrawn/not Started | Montana-Dakota Utilities Company | Unknown |  | Cavalier County - G314 | 68723 | Not Provided by ISO | Not Provided by ISO | Not Provided by ISO | Not Provided by ISO | Not Provided by ISO
MISO | G315 | 2003-03-27 | Wind | 80 | Iowa | Pocahontas County | Withdrawn/not Started | MidAmerican Energy Company | Unknown |  | Pocahontas County - G315 | 68724 | Not Provided by ISO | Not Provided by ISO | Not Provided by ISO | Not Provided by ISO | Not Provided by ISO
MISO | G328 | 2003-04-01 | Wind | 12 | North Dakota | Mchenry County | Withdrawn/not Started | Northern States Power (Xcel Energy) | Unknown |  | McHenry County - G328 | 68725 | Not Provided by ISO | Not Provided by ISO | Not Provided by ISO | Not Provided by ISO | Not Provided by ISO
MISO | G329 | 2003-04-03 | Wind | 50 | Minnesota | St. Louis County | Withdrawn/not Started | Minnesota Power (Allete, Inc.) | LTV Steel Hoyt Lakes 138 kV |  | St. Louis County - G329 | 68726 | Not Provided by ISO | Not Provided by ISO | Not Provided by ISO | Not Provided by ISO | Not Provided by ISO
MISO | G331 | 2003-04-11 | Wind | 200 | Iowa | Worth County | Withdrawn/not Started | ITC Midwest | Adams - Lime Creek 161kV | Adams (SubstationID: 956) - Lime Creek (SubstationID: 17499) | Worth County - G331 | 68727 | Not Provided by ISO | Not Provided by ISO | Not Provided by ISO | Not Provided by ISO | Not Provided by ISO
MISO | G330 | 2003-04-11 | Wind | 19 | Minnesota | Mower County | Done/in Service | ITC Midwest | Adams - St. Angsgar 69kV | Adams (SubstationID: 956) | Garwin McNeilus (Adams Wind Farm) | 5277 | Not Provided by ISO | Not Provided by ISO | Not Provided by ISO | Not Provided by ISO | Not Provided by ISO
MISO | R15 | 2003-04-11 | Wind | 80 | Iowa | Pocahontas County | Done/in Service | MidAmerican Energy Company | Pomeroy 161 kV substation | Pomeroy (SubstationID: 20109) | Pomeroy (Navitas) | 7930 | Not Provided by ISO | Not Provided by ISO | Not Provided by ISO | Not Provided by ISO | Not Provided by ISO
MISO | G332 | 2003-04-17 | Wind | 80 | Wisconsin | Shawano County | Withdrawn/not Started | American Transmission Co. LLC | Unknown |  | Shawano County - G332 | 68728 | Not Provided by ISO | Not Provided by ISO | Not Provided by ISO | Not Provided by ISO | Not Provided by ISO
MISO | G333 | 2003-04-17 | Wind | 80 | Wisconsin | Shawano County | Withdrawn/withdrawn | American Transmission Co. LLC | Unknown |  | Shawano County - G333 | 68729 | Not Provided by ISO | Not Provided by ISO | Not Provided by ISO | Not Provided by ISO | Not Provided by ISO
MISO | G334 | 2003-04-17 | Wind | 80 | Wisconsin | Calumet County | Withdrawn/not Started | American Transmission Co. LLC | Unknown |  | Calumet County - G334 | 68730 | Not Provided by ISO | Not Provided by ISO | Not Provided by ISO | Not Provided by ISO | Not Provided by ISO
MISO | G335 | 2003-04-17 | Wind | 160 | Wisconsin | Fond Du Lac County | Withdrawn/withdrawn | American Transmission Co. LLC | Forest Junction - Arcadian 345kV | Blue Sky Wind (SubstationID: 13755) - Cypress (SubstationID: 19910) | Blue Sky Green Field | 4569 | Not Provided by ISO | Not Provided by ISO | Not Provided by ISO | Not Provided by ISO | Not Provided by ISO
MISO | G338 | 2003-04-23 | Wind | 54 | Wisconsin | Dodge County | Done/in Service | Wisconsin Electric Power Company | Rubicon - Hartford 138kV | Hartford (SubstationID: 19326) - Rubicon (SubstationID: 260) | Butler Ridge | 5486 | Not Provided by ISO | Not Provided by ISO | Not Provided by ISO | Not Provided by ISO | Not Provided by ISO
MISO | G340 | 2003-05-01 | Wind | 1 | Minnesota | Lincoln County | Done/in Service | Otter Tail Power Company | Toronto 41.6kV | Toronto Sd (SubstationID: 35754) | Lincoln County (Hendricks Wind) | 21398 | Not Provided by ISO | Not Provided by ISO | Not Provided by ISO | Not Provided by ISO | Not Provided by ISO
MISO | G339 | 2003-05-02 | Wind | 150 | North Dakota | Dickey County | Withdrawn/not Started | Montana-Dakota Utilities Company | Unknown |  | Dickey County - G339 | 68731 | Not Provided by ISO | Not Provided by ISO | Not Provided by ISO | Not Provided by ISO | Not Provided by ISO
MISO | G349 | 2003-06-02 | Wind | 200 | Minnesota | Lincoln County | Done/in Service | Northern States Power (Xcel Energy) | Brookings County Substation | Brookings County (SubstationID: 29284) - Yankee (SubstationID: 13283) | Minn-Dakota | 4758 | Not Provided by ISO | Not Provided by ISO | Not Provided by ISO | Not Provided by ISO | Not Provided by ISO
MISO | G353 | 2003-07-23 | Wind | 80 | Wisconsin | Fond Du Lac County | Done/in Service | Wisconsin Electric Power Company | Acadian - Forest Junction 345kV | Blue Sky Wind (SubstationID: 13755) - Cypress (SubstationID: 19910) | Blue Sky Green Field | 4569 | Not Provided by ISO | Not Provided by ISO | Not Provided by ISO | Not Provided by ISO | Not Provided by ISO
MISO | G354 | 2003-07-23 | Wind | 80 | Wisconsin | Fond Du Lac County | Done/in Service | Wisconsin Electric Power Company | Acadian - Forest Junction 345kV | Blue Sky Wind (SubstationID: 13755) - Cypress (SubstationID: 19910) | Blue Sky Green Field | 4569 | Not Provided by ISO | Not Provided by ISO | Not Provided by ISO | Not Provided by ISO | Not Provided by ISO
MISO | G357 | 2003-08-04 | Wind | 20 | Minnesota | Sibley County | Withdrawn/not Started | Northern States Power (Xcel Energy) | Unknown |  | Sibley County - G357 | 68732 | Not Provided by ISO | Not Provided by ISO | Not Provided by ISO | Not Provided by ISO | Not Provided by ISO
MISO | G362 | 2003-09-30 | Wind | 200 | Minnesota | Mower County | Done/in Service | Great River Energy | Pleasant Valley Substation | Wapsipinicon North (SubstationID: 20159) | Wapsipinicon | 5505 | Not Provided by ISO | Not Provided by ISO | Not Provided by ISO | Not Provided by ISO | Not Provided by ISO
MISO | G358 | 2003-09-30 | Wind | 36 | Minnesota | Faribault County | Done/in Service | ITC Midwest | Winco - Winnebago 161kV | Winnco (SubstationID: 14095) | Big Blue | 25361 | Not Provided by ISO | Not Provided by ISO | Not Provided by ISO | Not Provided by ISO | Not Provided by ISO
MISO | G365 | 2003-10-15 | Wind | 11 | Minnesota | Pope County | Withdrawn/not Started | Great River Energy | Williams Substation | Williams (SubstationID: 11011) | Pope County - G365 | 68734 | Not Provided by ISO | Not Provided by ISO | Not Provided by ISO | Not Provided by ISO | Not Provided by ISO
MISO | G366 | 2003-10-15 | Wind | 80 | Wisconsin | Columbia County | Done/withdrawn | American Transmission Co. LLC | Friesland substation | Friesland Acec (Friesland) (SubstationID: 23412) | Columbia County - G366 | 68735 | Not Provided by ISO | Not Provided by ISO | Not Provided by ISO | Not Provided by ISO | Not Provided by ISO
MISO | G368 | 2003-10-15 | Wind | 200 | Wisconsin | Dodge County | Done/in Service | Wisconsin Electric Power Company | South Fond du Lac - Butternut 138kV | Butternut (SubstationID: 23357) - South Fond du Lac (SubstationID: 17505) | Forward | 2263 | Not Provided by ISO | Not Provided by ISO | Not Provided by ISO | Not Provided by ISO | Not Provided by ISO
MISO | IP08 | 2003-10-22 | Wind | 80 | Illinois | Woodford County | Done/withdrawn | Ameren Illinois | IP line 1382, 138 kV |  | Woodford County - IP08 | 69135 | Not Provided by ISO | Not Provided by ISO | Not Provided by ISO | Not Provided by ISO | Not Provided by ISO
MISO | G371 | 2003-10-27 | Wind | 100 | Wisconsin | Columbia County | Withdrawn/not Started | American Transmission Co. LLC | Friesland 138kV | Friesland Acec (Friesland) (SubstationID: 23412) | Columbia County - G371 | 68736 | Not Provided by ISO | Not Provided by ISO | Not Provided by ISO | Not Provided by ISO | Not Provided by ISO
MISO | G385 | 2003-11-07 | Wind | 2 | Minnesota | Nobles County | Done/in Service | ITC Midwest | Larkin 24kV |  | Arnold | 12806 | Not Provided by ISO | Not Provided by ISO | Not Provided by ISO | Not Provided by ISO | Not Provided by ISO
MISO | G372 | 2003-11-10 | Wind | 1.65 | Minnesota | Pope County | Withdrawn/not Started | Northern States Power (Xcel Energy) | Unknown |  | Pope County - G372 | 68737 | Not Provided by ISO | Not Provided by ISO | Not Provided by ISO | Not Provided by ISO | Not Provided by ISO
MISO | G375 | 2003-11-10 | Wind | 20 | Minnesota | Cottonwood County | Done/in Service | ITC Midwest | Bat Lake - Mt. Lake 69kV | Bat Lake (SubstationID: 71473) | Windom | 5242 | Not Provided by ISO | Not Provided by ISO | Not Provided by ISO | Not Provided by ISO | Not Provided by ISO
MISO | G376 | 2003-11-10 | Wind | 160 | Wisconsin | Green Lake County | Done/withdrawn | American Transmission Co. LLC | Green Lake - North Fond du Lac 138 kV | Green Lake (SubstationID: 21371) - North Fond du Lac (SubstationID: 21369) | Green Lake County - G376 | 68738 | Not Provided by ISO | Not Provided by ISO | Not Provided by ISO | Not Provided by ISO | Not Provided by ISO
MISO | G374 | 2003-11-13 | Wind | 6 | Minnesota | Nobles County | Done/in Service | Great River Energy | Rushmore 69kV Substation | Rushford (SubstationID: 43969) | Wolf Wind Project | 5234 | Not Provided by ISO | Not Provided by ISO | Not Provided by ISO | Not Provided by ISO | Not Provided by ISO
MISO | G377 | 2003-11-18 | Wind | 200 | Minnesota | St. Louis County | Withdrawn/not Started | Minnesota Power (Allete, Inc.) | Unknown |  | St. Louis County - G377 | 68739 | Not Provided by ISO | Not Provided by ISO | Not Provided by ISO | Not Provided by ISO | Not Provided by ISO
MISO | G378 | 2003-11-20 | Wind | 100 | Wisconsin | Rock County | Withdrawn/not Started | American Transmission Co. LLC | Unknown |  | Rock County - G378 | 68740 | Not Provided by ISO | Not Provided by ISO | Not Provided by ISO | Not Provided by ISO | Not Provided by ISO
MISO | G379 | 2003-11-20 | Wind | 100 | Wisconsin | Walworth County | Withdrawn/not Started | American Transmission Co. LLC | Unknown |  | Walworth County - G379 | 68741 | Not Provided by ISO | Not Provided by ISO | Not Provided by ISO | Not Provided by ISO | Not Provided by ISO
MISO | G380 | 2003-11-21 | Wind | 150 | North Dakota | Pierce County | Done/in Service | Otter Tail Power Company | Rugby 115kV Substation | Rugby (SubstationID: 12128) - Rugby (SubstationID: 34038) | Rugby | 4960 | Not Provided by ISO | Not Provided by ISO | Not Provided by ISO | Not Provided by ISO | Not Provided by ISO
MISO | G281 | 2003-11-21 | Wind | 130 | Wisconsin | Green County | Withdrawn/withdrawn | American Transmission Co. LLC | Unknown |  | Green County - G281 | 68709 | Not Provided by ISO | Not Provided by ISO | Not Provided by ISO | Not Provided by ISO | Not Provided by ISO
MISO | G382 | 2003-11-26 | Wind | 8 | Minnesota | Pipestone County | Done/in Service | Northern States Power (Xcel Energy) | Chanarambie 115kV | Chanarambie (SubstationID: 19867) | Tholen & Petersen | 5247 | Not Provided by ISO | Not Provided by ISO | Not Provided by ISO | Not Provided by ISO | Not Provided by ISO
MISO | G384 | 2003-12-08 | Wind | 99 | Wisconsin | Manitowoc County | Done/withdrawn | Wisconsin Public Service Corporation | Mishicot 138 kV substation | Mishicot (SubstationID: 38403) | Manitowoc County - G384 | 68742 | Not Provided by ISO | Not Provided by ISO | Not Provided by ISO | Not Provided by ISO | Not Provided by ISO
MISO | G386 | 2003-12-12 | Wind | 100 | Minnesota | Martin County | Done/in Service | Northern States Power (Xcel Energy) | Lakefield Substation 345kV | Lakefield Junction (SubstationID: 13005) - Trimont (SubstationID: 20114) | Elm Creek | 1339 | Not Provided by ISO | Not Provided by ISO | Not Provided by ISO | Not Provided by ISO | Not Provided by ISO
MISO | G172 | 2003-12-23 | Wind | 300 | Minnesota | Mower County | Done/in Service | ITC Midwest | Adams Substation | Adams (SubstationID: 956) | Pioneer Prairie I | 1736 | Not Provided by ISO | Not Provided by ISO | Not Provided by ISO | Not Provided by ISO | Not Provided by ISO
MISO | G172 | 2003-12-23 | Wind | 300 | Minnesota | Mower County | Done/in Service | ITC Midwest | Adams Substation | Adams (SubstationID: 956) - Pioneer Prairie II (SubstationID: 13429) | Pioneer Prairie II | 6186 | Not Provided by ISO | Not Provided by ISO | Not Provided by ISO | Not Provided by ISO | Not Provided by ISO
MISO | G387 | 2003-12-30 | Wind | 19.79 | Minnesota | Nobles County | Withdrawn/not Started | ITC Midwest | Unknown |  | Nobles County - G387 | 68743 | Not Provided by ISO | Not Provided by ISO | Not Provided by ISO | Not Provided by ISO | Not Provided by ISO
MISO | IP01 | 2004-01-14 | Wind | 50 | Illinois | Mclean County | Done/withdrawn | Ameren Illinois | McLean County #6, 69 kV, Line 6612 | McLean County (SubstationID: 43023) | McLean County - IP01 | 69132 | Not Provided by ISO | Not Provided by ISO | Not Provided by ISO | Not Provided by ISO | Not Provided by ISO
MISO | IP02 | 2004-01-14 | Wind | 79.19 | Illinois | Mclean County | Withdrawn/not Started | Ameren Illinois | McLean County #7 Line 1582 |  | McLean County - IP02 | 69133 | Not Provided by ISO | Not Provided by ISO | Not Provided by ISO | Not Provided by ISO | Not Provided by ISO
MISO | IP03 | 2004-01-14 | Wind | 79 | Illinois | Mclean County | Done/withdrawn | Ameren Illinois | McLean County #8 Line 1376 |  | McLean County - IP03 | 69134 | Not Provided by ISO | Not Provided by ISO | Not Provided by ISO | Not Provided by ISO | Not Provided by ISO
MISO | G394 | 2004-01-21 | Wind | 6.6 | Minnesota | Lincoln County | Withdrawn/not Started | Northern States Power (Xcel Energy) | Unknown |  | Lincoln County - G394 | 68744 | Not Provided by ISO | Not Provided by ISO | Not Provided by ISO | Not Provided by ISO | Not Provided by ISO
MISO | G395 | 2004-01-21 | Wind | 4.94 | Minnesota | Lincoln County | Withdrawn/not Started | Northern States Power (Xcel Energy) | Unknown |  | Lincoln County - G395 | 68745 | Not Provided by ISO | Not Provided by ISO | Not Provided by ISO | Not Provided by ISO | Not Provided by ISO
MISO | G397 | 2004-01-22 | Wind | 5 | Minnesota | Pipestone County | Done/in Service | Northern States Power (Xcel Energy) | Chanarambie 115kV | Chanarambie (SubstationID: 19867) | Tholen & Petersen | 5247 | Not Provided by ISO | Not Provided by ISO | Not Provided by ISO | Not Provided by ISO | Not Provided by ISO
MISO | G398 | 2004-01-22 | Wind | 2 | Minnesota | Pipestone County | Done/in Service | Northern States Power (Xcel Energy) | Chanarambie 115kV | Chanarambie (SubstationID: 19867) | Shane Cowell | 5233 | Not Provided by ISO | Not Provided by ISO | Not Provided by ISO | Not Provided by ISO | Not Provided by ISO
MISO | G402 | 2004-02-09 | Wind | 3.3 | Minnesota | Lincoln County | Withdrawn/not Started | Northern States Power (Xcel Energy) | Unknown |  | Lincoln County - G402 | 68746 | Not Provided by ISO | Not Provided by ISO | Not Provided by ISO | Not Provided by ISO | Not Provided by ISO
MISO | G410 | 2004-02-23 | Wind | 99 | Wisconsin | Kewaunee County | Withdrawn/not Started | American Transmission Co. LLC | Kewaunee - East Krok 138kV | East Krok (SubstationID: 33768) - Kewaunee Nuclear Generating Station (SubstationID: 16965) | Kewaunee County - G410 | 68747 | Not Provided by ISO | Not Provided by ISO | Not Provided by ISO | Not Provided by ISO | Not Provided by ISO
MISO | G411 | 2004-02-25 | Wind | 19.79 | Minnesota | Watonwan County | Withdrawn/not Started | Northern States Power (Xcel Energy) | Unknown |  | Watonwan County - G411 | 68748 | Not Provided by ISO | Not Provided by ISO | Not Provided by ISO | Not Provided by ISO | Not Provided by ISO
MISO | G408 | 2004-03-02 | Wind | 12 | North Dakota | Mchenry County | Done/in Service | Great River Energy | McHenry - Souris 115kV | McHenry (SubstationID: 19635) | Velva Wind Farm | 155 | Not Provided by ISO | Not Provided by ISO | Not Provided by ISO | Not Provided by ISO | Not Provided by ISO
MISO | G413 | 2004-03-08 | Wind | 150 | Illinois | Mclean County | Withdrawn/not Started | Ameren Illinois | Unknown |  | McLean County - G413 | 68749 | Not Provided by ISO | Not Provided by ISO | Not Provided by ISO | Not Provided by ISO | Not Provided by ISO
MISO | G414 | 2004-03-10 | Wind | 10 | Minnesota | Clay County | Withdrawn/not Started | Northern States Power (Xcel Energy) | Unknown |  | Clay County - G414 | 68750 | Not Provided by ISO | Not Provided by ISO | Not Provided by ISO | Not Provided by ISO | Not Provided by ISO
MISO | G418 | 2004-03-22 | Wind | 140 | Michigan | Oceana County | Withdrawn/withdrawn | Michigan Electric Transmission Company, LLC | Donaldson Creek 138 kV Substation | Donaldson Creek (SubstationID: 44135) | Oceana County - G418 | 68751 | Not Provided by ISO | Not Provided by ISO | Not Provided by ISO | Not Provided by ISO | Not Provided by ISO
MISO | G419 | 2004-03-22 | Wind | 1.5 | Iowa | Lyon County | Withdrawn/not Started | Northern States Power (Xcel Energy) | Unknown |  | Lyon County - G419 | 68752 | Not Provided by ISO | Not Provided by ISO | Not Provided by ISO | Not Provided by ISO | Not Provided by ISO
MISO | G420 | 2004-03-22 | Wind | 99 | Wisconsin | Marathon County | Withdrawn/not Started | American Transmission Co. LLC | Wien 115kV | Wien (SubstationID: 23642) | Marathon County - G420 | 68753 | Not Provided by ISO | Not Provided by ISO | Not Provided by ISO | Not Provided by ISO | Not Provided by ISO
MISO | G421 | 2004-03-22 | Wind | 50 | Wisconsin | Brown County | Withdrawn/not Started | American Transmission Co. LLC | Wesmark - Finger Road 69kV | Finger Road (SubstationID: 23695) - Wesmark (SubstationID: 36953) | Brown County - G421 | 68754 | Not Provided by ISO | Not Provided by ISO | Not Provided by ISO | Not Provided by ISO | Not Provided by ISO
MISO | G359 | 2004-03-27 | Wind | 150 | North Dakota | Dickey County | Withdrawn/withdrawn | Montana-Dakota Utilities Company | MDU 230 kV system near Ellendale | Ellendale (SubstationID: 13224) | Dickey County - G359 | 68733 | Not Provided by ISO | Not Provided by ISO | Not Provided by ISO | Not Provided by ISO | Not Provided by ISO
MISO | G423 | 2004-04-07 | Wind | 19 | Wisconsin | Columbia County | Withdrawn/not Started | American Transmission Co. LLC | Unknown |  | Columbia County - G423 | 68755 | Not Provided by ISO | Not Provided by ISO | Not Provided by ISO | Not Provided by ISO | Not Provided by ISO
MISO | G424 | 2004-04-19 | Wind | 100 | Minnesota | St. Louis County | Done/in Service | Minnesota Power (Allete, Inc.) | Minntac Substation | Minntac (SubstationID: 22802) | Taconite Ridge | 5916 | Not Provided by ISO | Not Provided by ISO | Not Provided by ISO | Not Provided by ISO | Not Provided by ISO
MISO | IP04 | 2004-04-22 | Wind | 150 | Illinois | Mclean County | Done/in Service | Ameren Illinois | Mcean County #9 , 138 kV, Line 1382 | White Oak (SubstationID: 20090) | White Oak | 8991 | Not Provided by ISO | Not Provided by ISO | Not Provided by ISO | Not Provided by ISO | Not Provided by ISO
MISO | G425 | 2004-04-23 | Wind | 200 | Minnesota | Jackson County | Withdrawn/not Started | Great River Energy | Unknown |  | Jackson County - G425 | 68756 | Not Provided by ISO | Not Provided by ISO | Not Provided by ISO | Not Provided by ISO | Not Provided by ISO
MISO | G426 | 2004-05-04 | Wind | 101 | Minnesota | Jackson County | Done/in Service | ITC Midwest | Lakefield Junction - Triboji 161kV | Endeavor (SubstationID: 20157) - Lakefield Junction (SubstationID: 13005) - Triboji (SubstationID: 19934) | Endeavor I & II | 6185 | Not Provided by ISO | Not Provided by ISO | Not Provided by ISO | Not Provided by ISO | Not Provided by ISO
MISO | G430 | 2004-05-08 | Wind | 8.25 | Minnesota | Pope County | Withdrawn/not Started | Great River Energy | Unknown |  | Pope County - G430 | 68759 | Not Provided by ISO | Not Provided by ISO | Not Provided by ISO | Not Provided by ISO | Not Provided by ISO
MISO | G427 | 2004-05-14 | Wind | 98 | Wisconsin | Fond Du Lac County | Done/withdrawn | Wisconsin Electric Power Company | Acadian - Forest Junction 345kV | Arcadian (SubstationID: 23286) | Fond du Lac County - G427 | 68757 | Not Provided by ISO | Not Provided by ISO | Not Provided by ISO | Not Provided by ISO | Not Provided by ISO
MISO | G429 | 2004-05-28 | Wind | 200 | Minnesota | Jackson County | Withdrawn/not Started | Northern States Power (Xcel Energy) | Lakefield Gen Station 345kV |  | Jackson County - G429 | 68758 | Not Provided by ISO | Not Provided by ISO | Not Provided by ISO | Not Provided by ISO | Not Provided by ISO
MISO | G432 | 2004-06-17 | Wind | 65 | Illinois | Ford County | Withdrawn/not Started | Ameren Illinois | Gibson City | Gibson City (SubstationID: 17280) | Ford County - G432 | 68760 | Not Provided by ISO | Not Provided by ISO | Not Provided by ISO | Not Provided by ISO | Not Provided by ISO
MISO | G438 | 2004-07-26 | Wind | 20 | South Dakota | Marshall County | Withdrawn/not Started | Otter Tail Power Company | 41.6 kV line served out of Browns Valley 230 kV source | Browns Valley (SubstationID: 71564) | Marshall County - G438 | 68761 | Not Provided by ISO | Not Provided by ISO | Not Provided by ISO | Not Provided by ISO | Not Provided by ISO
MISO | G439 | 2004-07-29 | Wind | 100 | Indiana | Benton County | Done/in Service | Northern Indiana Public Service Company | Morrison Ditch 138 kV | Watseka (SubstationID: 20092) | Benton | 6014 | Not Provided by ISO | Not Provided by ISO | Not Provided by ISO | Not Provided by ISO | Not Provided by ISO
MISO | G450 | 2004-08-13 | Wind | 1 | North Dakota | Rolette County | Withdrawn/not Started | Otter Tail Power Company | Unknown |  | Rolette County - G450 | 68769 | Not Provided by ISO | Not Provided by ISO | Not Provided by ISO | Not Provided by ISO | Not Provided by ISO
MISO | G442 | 2004-08-18 | Wind | 50 | Minnesota | Cottonwood County | Done/in Service | ITC Midwest | Storden 69 KV |  | Jeffers | 5702 | Not Provided by ISO | Not Provided by ISO | Not Provided by ISO | Not Provided by ISO | Not Provided by ISO
MISO | G443 | 2004-08-23 | Wind | 7 | Minnesota | Lincoln County | Done/in Service | Northern States Power (Xcel Energy) | Buffalo Ridge 115kV | Buffalo Ridge (SubstationID: 13006) | Lincoln County - G443 | 68762 | Not Provided by ISO | Not Provided by ISO | Not Provided by ISO | Not Provided by ISO | Not Provided by ISO
MISO | G444 | 2004-08-23 | Wind | 5 | Minnesota | Lincoln County | Done/in Service | Northern States Power (Xcel Energy) | Buffalo Ridge 115kV | Buffalo Ridge (SubstationID: 13006) | Lincoln County - G444 | 68763 | Not Provided by ISO | Not Provided by ISO | Not Provided by ISO | Not Provided by ISO | Not Provided by ISO
MISO | G445 | 2004-08-25 | Wind | 200 | Iowa | Howard County | Withdrawn/not Started | ITC Midwest | Unknown |  | Howard County - G445 | 68764 | Not Provided by ISO | Not Provided by ISO | Not Provided by ISO | Not Provided by ISO | Not Provided by ISO
MISO | G446 | 2004-09-02 | Wind | 19.5 | North Dakota | Lamoure County | Withdrawn/not Started | Montana-Dakota Utilities Company | Unknown |  | LaMoure County - G446 | 68765 | Not Provided by ISO | Not Provided by ISO | Not Provided by ISO | Not Provided by ISO | Not Provided by ISO
MISO | G447 | 2004-09-02 | Wind | 150 | Indiana | Clinton County | Withdrawn/withdrawn | Duke Energy Corporation | Kokomo - Thorntown 230kV | Thorntown (SubstationID: 13995) | Clinton County - G447 | 68766 | Not Provided by ISO | Not Provided by ISO | Not Provided by ISO | Not Provided by ISO | Not Provided by ISO
MISO | G448 | 2004-09-03 | Wind | 100 | Missouri | Schuyler County | Withdrawn/not Started | Ameren Missouri | Adair - Appanoose 161 kV | Adair (SubstationID: 36830) - Appanoose County (SubstationID: 28906) | Schuyler County - G448 | 68767 | Not Provided by ISO | Not Provided by ISO | Not Provided by ISO | Not Provided by ISO | Not Provided by ISO
MISO | G449 | 2004-09-03 | Wind | 100 | Missouri | Nodaway County | Withdrawn/not Started | Ameren Missouri | Maryville - Creston 161kV |  | Nodaway County - G449 | 68768 | Not Provided by ISO | Not Provided by ISO | Not Provided by ISO | Not Provided by ISO | Not Provided by ISO
MISO | G474 | 2004-10-01 | Wind | 20 | Minnesota | Grant County | Done/in Service | Otter Tail Power Company | OTP Cyrus - Hoffman 41.6kV | Hoffman - Grantsburg Twp (SubstationID: 35571) | Grant County Wind | 6842 | Not Provided by ISO | Not Provided by ISO | Not Provided by ISO | Not Provided by ISO | Not Provided by ISO
MISO | G481 | 2004-11-01 | Wind | 1 | North Dakota | Rolette County | Done/in Service | Otter Tail Power Company | Belcourt 69kV Substation |  | Turtle Mountain Community College | 12616 | Not Provided by ISO | Not Provided by ISO | Not Provided by ISO | Not Provided by ISO | Not Provided by ISO
MISO | G480 | 2004-11-09 | Wind | 80 | Ohio | Madison County | Withdrawn/not Started | FirstEnergy Solutions Corp. | East Springfield - Tangy 138 kV | East Springfield (SubstationID: 13940) - Tangy (SubstationID: 13942) | Madison County - G480 | 68770 | Not Provided by ISO | Not Provided by ISO | Not Provided by ISO | Not Provided by ISO | Not Provided by ISO
MISO | G483 | 2004-11-23 | Wind | 50 | Wisconsin | Green County | Done/withdrawn | American Transmission Co. LLC | 69kV line S.E. of Monroe | Monroe (SubstationID: 46762) | Green County - G483 | 68771 | Not Provided by ISO | Not Provided by ISO | Not Provided by ISO | Not Provided by ISO | Not Provided by ISO
MISO | G485 | 2004-11-24 | Wind | 60 | Wisconsin | Dodge County | Withdrawn/not Started | American Transmission Co. LLC | S. Fond du Lac - Butternut | South Fond du Lac (SubstationID: 17505) | Dodge County - G485 | 68772 | Not Provided by ISO | Not Provided by ISO | Not Provided by ISO | Not Provided by ISO | Not Provided by ISO
MISO | G491 | 2004-12-29 | Wind | 100 | Minnesota | Pipestone County | Withdrawn/withdrawn | Northern States Power (Xcel Energy) | Chanarambie Substation | Chanarambie (SubstationID: 19867) | Pipestone County - G491 | 68775 | Not Provided by ISO | Not Provided by ISO | Not Provided by ISO | Not Provided by ISO | Not Provided by ISO
MISO | G488 | 2004-12-29 | Wind | 20 | Minnesota | Cottonwood County | Withdrawn/not Started | ITC Midwest | Unknown |  | Cottonwood County - G488 | 68773 | Not Provided by ISO | Not Provided by ISO | Not Provided by ISO | Not Provided by ISO | Not Provided by ISO
MISO | G489 | 2005-01-19 | Wind | 20 | Minnesota | Lyon County | Withdrawn/not Started | Northern States Power (Xcel Energy) | Lake Yankton - Lyon County 115kV | Lake Yankton (SubstationID: 10154) - Lyon County (SubstationID: 519) | Lyon County - G489 | 68774 | Not Provided by ISO | Not Provided by ISO | Not Provided by ISO | Not Provided by ISO | Not Provided by ISO
MISO | G492 | 2005-02-04 | Wind | 5 | Minnesota | Murray County | Done/in Service | Northern States Power (Xcel Energy) | Southridge Substation - SRD 211 |  | Minnesota Wind Share (Rock Ridge, South Ridge & Windvest) | 5232 | Not Provided by ISO | Not Provided by ISO | Not Provided by ISO | Not Provided by ISO | Not Provided by ISO
MISO | G494 | 2005-02-09 | Wind | 20 | Minnesota | Martin County | Withdrawn/not Started | -- No Company -- | Unknown |  | Martin County - G494 | 68776 | Not Provided by ISO | Not Provided by ISO | Not Provided by ISO | Not Provided by ISO | Not Provided by ISO
MISO | G496 | 2005-02-11 | Wind | 11.55 | Minnesota | Goodhue County | Withdrawn/not Started | Northern States Power (Xcel Energy) | Unknown |  | Goodhue County - G496 | 68777 | Not Provided by ISO | Not Provided by ISO | Not Provided by ISO | Not Provided by ISO | Not Provided by ISO
MISO | G499 | 2005-02-22 | Wind | 109.5 | Iowa | Story County | Withdrawn/not Started | ITC Midwest | Fernald - Marshalltown 115kV | Fernald (SubstationID: 30185) - Marshalltown (SubstationID: 13031) | Story County - G499 | 68778 | Not Provided by ISO | Not Provided by ISO | Not Provided by ISO | Not Provided by ISO | Not Provided by ISO
MISO | G506 | 2005-03-11 | Wind | 100 | Wisconsin | Monroe County | Withdrawn/not Started | American Transmission Co. LLC | Sparta - Oakdale 138kV | Oakdale (SubstationID: 31933) - Sparta (SubstationID: 35087) | Monroe County - G506 | 68781 | Not Provided by ISO | Not Provided by ISO | Not Provided by ISO | Not Provided by ISO | Not Provided by ISO
MISO | G507 | 2005-03-11 | Wind | 68 | Wisconsin | Fond Du Lac County | Done/in Service | Wisconsin Public Service Corporation | Near intersection of 138kV line X-2 (OHM-MUR), 345kV line W-1 (SFL-EDG), and 345kV line 971L51 (FJT-ADN) | Kettle Morraine (SubstationID: 44738) - Ohmstead (SubstationID: 19155) | Cedar Ridge | 6113 | Not Provided by ISO | Not Provided by ISO | Not Provided by ISO | Not Provided by ISO | Not Provided by ISO
MISO | G501 | 2005-03-11 | Wind | 79.19 | Illinois | Mclean County | Withdrawn/not Started | -- No Company -- | Unknown |  | McLean County - G501 | 68779 | Not Provided by ISO | Not Provided by ISO | Not Provided by ISO | Not Provided by ISO | Not Provided by ISO
MISO | G502 | 2005-03-14 | Wind | 50 | North Dakota | Oliver County | Done/in Service | Minnesota Power (Allete, Inc.) | Milton S Young Station #2 Switchyard Center Bus Substation | Milton R. Young (SubstationID: 11735) | Oliver County Wind I | 994 | Not Provided by ISO | Not Provided by ISO | Not Provided by ISO | Not Provided by ISO | Not Provided by ISO
MISO | G503 | 2005-03-14 | Wind | 158 | Michigan | Huron County | Done/in Service | ITC Transmission | Sanduskey - Wyatt 120 kV | Leppek (SubstationID: 19856) | Michigan Wind I (Noble Thumb) | 5551 | Not Provided by ISO | Not Provided by ISO | Not Provided by ISO | Not Provided by ISO | Not Provided by ISO
MISO | G504 | 2005-03-14 | Wind | 158 | Michigan | Sanilac County | Withdrawn/not Started | ITC Transmission | ITCT Sandusky - Lee 120kV | Lee - Grant Twp (SubstationID: 26093) - Sandusky - Sandusky (SubstationID: 26141) | Sanilac County - G504 | 68780 | Not Provided by ISO | Not Provided by ISO | Not Provided by ISO | Not Provided by ISO | Not Provided by ISO
MISO | G509 | 2005-03-18 | Wind | 75 | Minnesota | St. Louis County | Withdrawn/not Started | Minnesota Power (Allete, Inc.) | MP's #34 (115kV) line, approx 2-4 miles NW of Project Site |  | St. Louis County - G509 | 68782 | Not Provided by ISO | Not Provided by ISO | Not Provided by ISO | Not Provided by ISO | Not Provided by ISO
MISO | G511 | 2005-03-21 | Wind | 100 | Michigan | Huron County | Withdrawn/not Started | ITC Transmission | Unknown |  | Huron County - G511 | 68783 | Not Provided by ISO | Not Provided by ISO | Not Provided by ISO | Not Provided by ISO | Not Provided by ISO
MISO | G513 | 2005-04-15 | Wind | 100 | Michigan | Oceana County | Done/withdrawn | Michigan Electric Transmission Company, LLC | METC White Lake 138kV Substation | White Lake (SubstationID: 19936) | Oceana County - G513 | 68784 | Not Provided by ISO | Not Provided by ISO | Not Provided by ISO | Not Provided by ISO | Not Provided by ISO
MISO | G514 | 2005-04-20 | Wind | 150 | Minnesota | Jackson County | Done/in Service | Northern States Power (Xcel Energy) | Lakefield Station via Trimont G263 Interconnect |  | Elm Creek II | 10790 | Not Provided by ISO | Not Provided by ISO | Not Provided by ISO | Not Provided by ISO | Not Provided by ISO
MISO | G515 | 2005-04-21 | Wind | 100 | Illinois | Tazewell County | Done/in Service | Ameren Illinois | Ameren Mason - Tazewell 138kV | Rail Splitter (SubstationID: 20088) | Rail Splitter | 4558 | Not Provided by ISO | Not Provided by ISO | Not Provided by ISO | Not Provided by ISO | Not Provided by ISO
MISO | G516 | 2005-04-29 | Wind | 6 | Minnesota | Nobles County | Withdrawn/not Started | Northern States Power (Xcel Energy) | Unknown |  | Nobles County - G516 | 68785 | Not Provided by ISO | Not Provided by ISO | Not Provided by ISO | Not Provided by ISO | Not Provided by ISO
MISO | G518 | 2005-05-02 | Wind | 8 | Minnesota | Jackson County | Done/in Service | ITC Midwest | Miloma - Round Lake 69 kV | Cisco (SubstationID: 20099) | Cisco Wind Energy | 5171 | Not Provided by ISO | Not Provided by ISO | Not Provided by ISO | Not Provided by ISO | Not Provided by ISO
MISO | G520 | 2005-05-20 | Wind | 150 | Minnesota | Lyon County | Withdrawn/withdrawn | Northern States Power (Xcel Energy) | Lake Yankton - Lyon County 115kV | Lake Yankton (SubstationID: 10154) - Lyon County (SubstationID: 519) | Lyon County - G520 | 68786 | Not Provided by ISO | Not Provided by ISO | Not Provided by ISO | Not Provided by ISO | Not Provided by ISO
MISO | G526 | 2005-06-06 | Wind | 52 | Michigan | Huron County | Done/in Service | ITC Transmission | Cosmo Tap - Bad Axe - Arrowhead 120kV | Arrowhead - Cass City (SubstationID: 26010) - Bad Axe (SubstationID: 26014) - Cosmo (SubstationID: 19872) | Harvest | 5305 | Not Provided by ISO | Not Provided by ISO | Not Provided by ISO | Not Provided by ISO | Not Provided by ISO
MISO | G530 | 2005-06-15 | Wind | 14 | Iowa | Greene County | Done/in Service | ITC Midwest | Jefferson - Grand Junction 34.5 kV | Grand Junction (SubstationID: 20106) | Hardin Hilltop | 5333 | Not Provided by ISO | Not Provided by ISO | Not Provided by ISO | Not Provided by ISO | Not Provided by ISO
MISO | G532 | 2005-07-06 | Wind | 20 | Minnesota | Cottonwood County | Done/in Service | ITC Midwest | Odin 69 kV | Odin (SubstationID: 20104) | Odin | 5174 | Not Provided by ISO | Not Provided by ISO | Not Provided by ISO | Not Provided by ISO | Not Provided by ISO
MISO | G534 | 2005-07-08 | Wind | 4.94 | Iowa | Hancock County | Withdrawn/not Started | ITC Midwest | Unknown |  | Hancock County - G534 | 68787 | Not Provided by ISO | Not Provided by ISO | Not Provided by ISO | Not Provided by ISO | Not Provided by ISO
MISO | G536 | 2005-07-20 | Wind | 20 | Minnesota | Jackson County | Done/in Service | ITC Midwest | W. Lakefield Tap 69 kV bus | West Lakefield (SubstationID: 55758) | Ewington | 5172 | Not Provided by ISO | Not Provided by ISO | Not Provided by ISO | Not Provided by ISO | Not Provided by ISO
MISO | G537 | 2005-07-23 | Wind | 100 | Illinois | Iroquois County | Withdrawn/not Started | Ameren Illinois | Watseka - Goodland 138 kV | Watseka (SubstationID: 20092) | Iroquois County - G537 | 68788 | Not Provided by ISO | Not Provided by ISO | Not Provided by ISO | Not Provided by ISO | Not Provided by ISO
MISO | G538 | 2005-08-08 | Wind | 50 | Iowa | Dickinson County | Done/in Service | ITC Midwest | Lakefield Junction - Triboji 161kV | Endeavor (SubstationID: 20157) - Lakefield Junction (SubstationID: 13005) - Triboji (SubstationID: 19934) | Endeavor I & II | 6185 | Not Provided by ISO | Not Provided by ISO | Not Provided by ISO | Not Provided by ISO | Not Provided by ISO
MISO | G540 | 2005-09-01 | Wind | 80 | Iowa | Worth County | Done/in Service | ITC Midwest | Adams - Lime Creek 161 kV | Barton (SubstationID: 19593) | Barton | 6181 | Not Provided by ISO | Not Provided by ISO | Not Provided by ISO | Not Provided by ISO | Not Provided by ISO
MISO | G544 | 2005-09-06 | Wind | 200 | Illinois | Henry County | Withdrawn/not Started | Ameren Illinois | East Kewanee 138 kV Substation | East Kewanee (SubstationID: 22917) | Henry County - G544 | 68789 | Not Provided by ISO | Not Provided by ISO | Not Provided by ISO | Not Provided by ISO | Not Provided by ISO
MISO | G545 | 2005-09-07 | Wind | 200 | Illinois | Henry County | Done/in Service | Ameren Illinois | East Kewanee 138 kV Substation | East Kewanee (SubstationID: 22917) - Kewanee (SubstationID: 13426) | Bishop Hill II | 26354 | Not Provided by ISO | Not Provided by ISO | Not Provided by ISO | Not Provided by ISO | Not Provided by ISO
MISO | G545 | 2005-09-07 | Wind | 200 | Illinois | Henry County | Done/in Service | Ameren Illinois | East Kewanee 138 kV Substation | East Kewanee (SubstationID: 22917) | Bishop Hill III | 53447 | Not Provided by ISO | Not Provided by ISO | Not Provided by ISO | Not Provided by ISO | Not Provided by ISO
MISO | G546 | 2005-09-10 | Wind | 100 | Wisconsin | Walworth County | Done/withdrawn | Wisconsin Electric Power Company | Sugar Creek 138 kV Substation | Sugar Creek (SubstationID: 23569) | Walworth County - G546 | 68790 | Not Provided by ISO | Not Provided by ISO | Not Provided by ISO | Not Provided by ISO | Not Provided by ISO
MISO | G548 | 2005-09-17 | Wind | 80 | Iowa | Worth County | Done/in Service | ITC Midwest | Barton 161kV Substation | Barton (SubstationID: 19593) | Barton | 6181 | Not Provided by ISO | Not Provided by ISO | Not Provided by ISO | Not Provided by ISO | Not Provided by ISO
MISO | R23 | 2005-09-17 | Wind | 100 | Iowa | Crawford County | Done/in Service | MidAmerican Energy Company | Monona - Carroll 161 kV | Carroll County (SubstationID: 29423) - Monona (SubstationID: 31642) - New Harvest (SubstationID: 19823) | New Harvest | 23471 | Not Provided by ISO | Not Provided by ISO | Not Provided by ISO | Not Provided by ISO | Not Provided by ISO
MISO | G549 | 2005-09-21 | Wind | 20 | Minnesota | Pope County | Withdrawn/withdrawn | Great River Energy | Next to Williams Substation (69 kV) | Williams (SubstationID: 11011) | Glacial Ridge | 30033 | Not Provided by ISO | Not Provided by ISO | Not Provided by ISO | Not Provided by ISO | Not Provided by ISO
MISO | G551 | 2005-09-27 | Wind | 99 | Iowa | Howard County | Done/in Service | ITC Midwest | Rice 161 kV | Rice (SubstationID: 55728) | Crane Creek | 5490 | Not Provided by ISO | Not Provided by ISO | Not Provided by ISO | Not Provided by ISO | Not Provided by ISO
MISO | G552 | 2005-09-28 | Wind | 50 | Iowa | Emmet County | Withdrawn/not Started | ITC Midwest | Maple Hill Substation 69 kV | Maple (SubstationID: 37846) | Emmet County - G552 | 68791 | Not Provided by ISO | Not Provided by ISO | Not Provided by ISO | Not Provided by ISO | Not Provided by ISO
MISO | G554 | 2005-10-24 | Wind | 100 | Iowa | Palo Alto County | Withdrawn/not Started | -- No Company -- | TBD (likely ALTW line) |  | Palo Alto County - G554 | 68792 | Not Provided by ISO | Not Provided by ISO | Not Provided by ISO | Not Provided by ISO | Not Provided by ISO
MISO | G555 | 2005-10-24 | Wind | 100 | Minnesota | Stevens County | Withdrawn/not Started | Otter Tail Power Company | Morris - Grand County 115 kV | Morris (SubstationID: 46789) | Stevens County - G555 | 68793 | Not Provided by ISO | Not Provided by ISO | Not Provided by ISO | Not Provided by ISO | Not Provided by ISO
MISO | G561 | 2005-10-31 | Wind | 210 | Illinois | Bureau County | Withdrawn/not Started | Ameren Illinois | Princeton 138 kV Substation | Princeton (SubstationID: 23002) | Bureau County - G561 | 68794 | Not Provided by ISO | Not Provided by ISO | Not Provided by ISO | Not Provided by ISO | Not Provided by ISO
MISO | G565 | 2005-11-04 | Wind | 60 | Michigan | Huron County | Withdrawn/not Started | Michigan Electric Transmission Company, LLC | Existing 120 kV line near Rapson Rd and Minden Rd. | Minden (SubstationID: 21456) | Huron County - G565 | 68795 | Not Provided by ISO | Not Provided by ISO | Not Provided by ISO | Not Provided by ISO | Not Provided by ISO
MISO | G566 | 2005-11-07 | Wind | 3 | Michigan | Missaukee County | Done/in Service | Michigan Electric Transmission Company, LLC | Cadillac - Leroy 69 kV |  | DTE Stoney Corners I | 8381 | Not Provided by ISO | Not Provided by ISO | Not Provided by ISO | Not Provided by ISO | Not Provided by ISO
MISO | G569 | 2005-11-11 | Wind | 200 | Illinois | Mercer County | Done/withdrawn | Ameren Illinois | Galesburg Substation (Knox County) | Galesburg (SubstationID: 30326) | Mercer County - G569 | 68797 | Not Provided by ISO | Not Provided by ISO | Not Provided by ISO | Not Provided by ISO | Not Provided by ISO
MISO | G570 | 2005-11-17 | Wind | 125 | Wisconsin | Kewaunee County | Withdrawn/not Started | American Transmission Co. LLC | Unknown |  | Kewaunee County - G570 | 68798 | Not Provided by ISO | Not Provided by ISO | Not Provided by ISO | Not Provided by ISO | Not Provided by ISO
MISO | G571 | 2005-11-29 | Wind | 100 | Indiana | Clinton County | Withdrawn/withdrawn | Duke Energy Corporation | Kokomo - Thorntown 230 kV | Thorntown (SubstationID: 13995) | Clinton County - G571 | 68799 | Not Provided by ISO | Not Provided by ISO | Not Provided by ISO | Not Provided by ISO | Not Provided by ISO
MISO | G573 | 2005-12-09 | Wind | 80 | Iowa | Franklin County | Done/in Service | ITC Midwest | Franklin 161 kV Substation | Franklin (SubstationID: 55667) | Whispering Willow East | 10918 | Not Provided by ISO | Not Provided by ISO | Not Provided by ISO | Not Provided by ISO | Not Provided by ISO
MISO | G574 | 2005-12-09 | Wind | 80 | Iowa | Franklin County | Done/in Service | ITC Midwest | Franklin 161 kV Substation | Franklin (SubstationID: 55667) | Whispering Willow East | 10918 | Not Provided by ISO | Not Provided by ISO | Not Provided by ISO | Not Provided by ISO | Not Provided by ISO
MISO | G575 | 2005-12-09 | Wind | 40 | Iowa | Franklin County | Done/in Service | ITC Midwest | Franklin 161 kV Substation | Franklin (SubstationID: 55667) | Whispering Willow East | 10918 | Not Provided by ISO | Not Provided by ISO | Not Provided by ISO | Not Provided by ISO | Not Provided by ISO
MISO | G576 | 2005-12-12 | Wind | 40 | Minnesota | Rock County | Withdrawn/not Started | Great River Energy | Split Rock - Magnolia 161 kV | Magnolia (SubstationID: 31352) | Rock County - G576 | 68800 | Not Provided by ISO | Not Provided by ISO | Not Provided by ISO | Not Provided by ISO | Not Provided by ISO
MISO | G578 | 2005-12-20 | Wind | 300 | Missouri | Adair County | Withdrawn/withdrawn | Ameren Missouri | Adair 161kV Substation | Adair (SubstationID: 36830) | Adair County - G578 | 68801 | Not Provided by ISO | Not Provided by ISO | Not Provided by ISO | Not Provided by ISO | Not Provided by ISO
MISO | R25 | 2005-12-22 | Wind | 50 | Iowa | Crawford County | Done/withdrawn | MidAmerican Energy Company | Monona - Carroll 161 kV | Carroll County (SubstationID: 29423) - Monona (SubstationID: 31642) | Crawford County - R25 | 69601 | Not Provided by ISO | Not Provided by ISO | Not Provided by ISO | Not Provided by ISO | Not Provided by ISO
MISO | G584 | 2005-12-29 | Wind | 3 | Minnesota | Pipestone County | Withdrawn/withdrawn | Great River Energy | Chanarambie - Buffalo Ridge 34.5 kV | Buffalo Ridge (SubstationID: 13006) - Chanarambie (SubstationID: 19867) | Pipestone County - G584 | 68802 | Not Provided by ISO | Not Provided by ISO | Not Provided by ISO | Not Provided by ISO | Not Provided by ISO
MISO | G585 | 2005-12-30 | Wind | 8 | Minnesota | Redwood County | Withdrawn/not Started | ITC Midwest | Unknown |  | Redwood County - G585 | 68803 | Not Provided by ISO | Not Provided by ISO | Not Provided by ISO | Not Provided by ISO | Not Provided by ISO
MISO | G586 | 2005-12-30 | Wind | 30 | Minnesota | Lincoln County | Done/in Service | Northern States Power (Xcel Energy) | Xcel New Yankee Sub 34.5 kV | Yankee (SubstationID: 13283) | Community Wind North | 22864 | Not Provided by ISO | Not Provided by ISO | Not Provided by ISO | Not Provided by ISO | Not Provided by ISO
MISO | G587 | 2005-12-30 | Wind | 20 | Minnesota | Sibley County | Done/withdrawn | Northern States Power (Xcel Energy) | 69 kV to Winthrop Sub | Sibley (SubstationID: 20115) | Sibley Wind | 30014 | Not Provided by ISO | Not Provided by ISO | Not Provided by ISO | Not Provided by ISO | Not Provided by ISO
MISO | G590 | 2006-01-23 | Wind | 98 | Wisconsin | Calumet County | Done/withdrawn | Wisconsin Public Service Corporation | Tecumseh Road 138 kV Subsation | Tecumseh Road (SubstationID: 23577) | Calumet County - G590 | 68804 | Not Provided by ISO | Not Provided by ISO | Not Provided by ISO | Not Provided by ISO | Not Provided by ISO
MISO | G593 | 2006-02-07 | Wind | 100 | Minnesota | Jackson County | Withdrawn/not Started | ITC Midwest | Lakefield Junction - Triboji 161 kV | Lakefield Junction (SubstationID: 13005) - Triboji (SubstationID: 19934) | Jackson County - G593 | 68805 | Not Provided by ISO | Not Provided by ISO | Not Provided by ISO | Not Provided by ISO | Not Provided by ISO
MISO | G594 | 2006-02-07 | Wind | 50 | Minnesota | Jackson County | Withdrawn/not Started | ITC Transmission | Lakefield Junction - Triboji 161 kV | Lakefield Junction (SubstationID: 13005) - Triboji (SubstationID: 19934) | Jackson County - G594 | 68806 | Not Provided by ISO | Not Provided by ISO | Not Provided by ISO | Not Provided by ISO | Not Provided by ISO
MISO | G595 | 2006-02-13 | Wind | 150 | Iowa | Hancock County | Done/in Service | ITC Midwest | Lime Creek 161 kV Substation | Lime Creek (SubstationID: 17499) | Crystal Lake I | 6184 | Not Provided by ISO | Not Provided by ISO | Not Provided by ISO | Not Provided by ISO | Not Provided by ISO
MISO | G596 | 2006-02-14 | Wind | 1 | Minnesota | Morrison County | Withdrawn/not Started | Northern States Power (Xcel Energy) | Unknown |  | Morrison County - G596 | 68807 | Not Provided by ISO | Not Provided by ISO | Not Provided by ISO | Not Provided by ISO | Not Provided by ISO
MISO | G598 | 2006-02-15 | Wind | 144 | Illinois | Adams County | Done/withdrawn | Ameren Illinois | 120 kV sub at E. Quincy-Clayton-Meredosia 115-138 kV line |  | Adams County - G598 | 68808 | Not Provided by ISO | Not Provided by ISO | Not Provided by ISO | Not Provided by ISO | Not Provided by ISO
MISO | G599 | 2006-02-15 | Wind | 144 | Illinois | Adams County | Withdrawn/not Started | Ameren Illinois | S. Quincy - Meredosia 120 kV | Meredosia Switchyard (SubstationID: 22972) - Quincy (SubstationID: 14006) | Adams County - G599 | 68809 | Not Provided by ISO | Not Provided by ISO | Not Provided by ISO | Not Provided by ISO | Not Provided by ISO
MISO | G600 | 2006-02-16 | Wind | 110 | Minnesota | Marshall County | Withdrawn/not Started | Otter Tail Power Company | Viking Substation connecting to unnamed 115 kV OTP line | Viking (SubstationID: 72724) | Marshall County - G600 | 68810 | Not Provided by ISO | Not Provided by ISO | Not Provided by ISO | Not Provided by ISO | Not Provided by ISO
MISO | G603 | 2006-02-18 | Wind | 6.3 | Minnesota | Lincoln County | Withdrawn/not Started | Northern States Power (Xcel Energy) | #321 Xcel 34.5 kV line, 12-15 miles from Buffalo Ridge Sub | Buffalo Ridge (SubstationID: 13006) | Lincoln County - G603 | 68811 | Not Provided by ISO | Not Provided by ISO | Not Provided by ISO | Not Provided by ISO | Not Provided by ISO
MISO | G602 | 2006-02-23 | Wind | 32 | Minnesota | Nobles County | Done/in Service | Northern States Power (Xcel Energy) | Nobles County 115 kV Substation | Nobles (SubstationID: 531) | Community Wind South | 29970 | Not Provided by ISO | Not Provided by ISO | Not Provided by ISO | Not Provided by ISO | Not Provided by ISO
MISO | G604 | 2006-02-27 | Wind | 44 | Minnesota | Steele County | Done/in Service | ITC Midwest | Owatonna - County Line 69 kV | Ellendale (SubstationID: 13224) | Oak Glen | 23341 | Not Provided by ISO | Not Provided by ISO | Not Provided by ISO | Not Provided by ISO | Not Provided by ISO
MISO | G605 | 2006-02-28 | Wind | 200 | Indiana | Montgomery County | Withdrawn/not Started | Duke Energy Corporation | Crawfordsville - Lafayette SE Switching Station 138 kV | Crawfordsville (SubstationID: 27182) - Lafayette S E (SubstationID: 72083) | Montgomery County - G605 | 68812 | Not Provided by ISO | Not Provided by ISO | Not Provided by ISO | Not Provided by ISO | Not Provided by ISO
MISO | G606 | 2006-02-28 | Wind | 30 | Indiana | Benton County | Done/in Service | Northern Indiana Public Service Company | Benton County Wind Farm POI | Benton County Wind Farm (SubstationID: 71503) | Benton County - G606 | 68813 | Not Provided by ISO | Not Provided by ISO | Not Provided by ISO | Not Provided by ISO | Not Provided by ISO
MISO | R26 | 2006-02-28 | Wind | 400 | Missouri | Atchison County | Done/in Service | MidAmerican Energy Company | MEC Cooper - Booneville 345 kV | Booneville (SubstationID: 20433) - Cooper (SubstationID: 41653) | Rock Creek | 5851 | Not Provided by ISO | Not Provided by ISO | Not Provided by ISO | Not Provided by ISO | Not Provided by ISO
MISO | G608 | 2006-03-02 | Wind | 6 | Minnesota | Pope County | Withdrawn/not Started | Northern States Power (Xcel Energy) | GRE Lake Johanna - Brooten 69 kV | Brooten (SubstationID: 38671) | Pope County - G608 | 68814 | Not Provided by ISO | Not Provided by ISO | Not Provided by ISO | Not Provided by ISO | Not Provided by ISO
MISO | G611 | 2006-03-15 | Wind | 99 | Wisconsin | Calumet County | Done/withdrawn | Wisconsin Electric Power Company | Forest Junction - Elkhart Lake 138kV | Elkhart Lake (SubstationID: 33908) - Forest Junction (SubstationID: 23298) | Calumet County - G611 | 68815 | Not Provided by ISO | Not Provided by ISO | Not Provided by ISO | Not Provided by ISO | Not Provided by ISO
MISO | G507b | 2006-03-16 | Wind | 98 | Wisconsin | Fond Du Lac County | Done/in Service | Wisconsin Public Service Corporation | Ohmstead - Kettle Moraine 138kV | Kettle Morraine (SubstationID: 44738) - Ohmstead (SubstationID: 19155) | Cedar Ridge | 6113 | Not Provided by ISO | Not Provided by ISO | Not Provided by ISO | Not Provided by ISO | Not Provided by ISO
MISO | G612 | 2006-03-20 | Wind | 150 | Iowa | Story County | Done/in Service | ITC Midwest | ITC Midwest Fernald 115 kV Substation | Doud (SubstationID: 20108) | Story County Wind | 6187 | Not Provided by ISO | Not Provided by ISO | Not Provided by ISO | Not Provided by ISO | Not Provided by ISO
MISO | G613 | 2006-03-24 | Wind | 17 | Minnesota | Redwood County | Withdrawn/not Started | Great River Energy | Redwood Electric Substation 6 69 kV | Redwood (SubstationID: 19938) | Redwood County - G613 | 68816 | Not Provided by ISO | Not Provided by ISO | Not Provided by ISO | Not Provided by ISO | Not Provided by ISO
MISO | G614 | 2006-03-24 | Wind | 200 | Iowa | Emmet County | Withdrawn/withdrawn | Northern States Power (Xcel Energy) | Lakefield Junction - Fox Lake 161 kV |  | Emmet County - G614 | 68817 | Not Provided by ISO | Not Provided by ISO | Not Provided by ISO | Not Provided by ISO | Not Provided by ISO
MISO | G616 | 2006-04-04 | Wind | 120 | Indiana | Benton County | Withdrawn/withdrawn | Northern Indiana Public Service Company | Goodland - Watseka 138 kV | Goodland (SubstationID: 20111) - Watseka (SubstationID: 20092) | Benton County - G616 | 68818 | Not Provided by ISO | Not Provided by ISO | Not Provided by ISO | Not Provided by ISO | Not Provided by ISO
MISO | G617 | 2006-04-11 | Wind | 50 | Minnesota | Blue Earth County | Withdrawn/not Started | Great River Energy | GRE Amboy - Willow 69 kV | Amboy (SubstationID: 71424) | Blue Earth County - G617 | 68819 | Not Provided by ISO | Not Provided by ISO | Not Provided by ISO | Not Provided by ISO | Not Provided by ISO
MISO | G618 | 2006-04-11 | Wind | 138 | Minnesota | Yellow Medicine County | Withdrawn/not Started | Otter Tail Power Company | Burr Jct - Toronto 115 kV |  | Yellow Medicine County - G618 | 68820 | Not Provided by ISO | Not Provided by ISO | Not Provided by ISO | Not Provided by ISO | Not Provided by ISO
MISO | G619 | 2006-04-14 | Wind | 50 | Minnesota | Otter Tail County | Done/in Service | Otter Tail Power Company | GRE Tamarac 41 kV Substation | Tamarac (SubstationID: 19810) | Lakeswind | 8513 | Not Provided by ISO | Not Provided by ISO | Not Provided by ISO | Not Provided by ISO | Not Provided by ISO
MISO | G620 | 2006-04-17 | Wind | 19 | Minnesota | Goodhue County | Withdrawn/withdrawn | Northern States Power (Xcel Energy) | Kenyon - Dodge 69 kV | Dodge Center (SubstationID: 40355) - Kenyon (SubstationID: 36459) | Goodhue County - G620 | 68821 | Not Provided by ISO | Not Provided by ISO | Not Provided by ISO | Not Provided by ISO | Not Provided by ISO
MISO | G621 | 2006-04-18 | Wind | 20 | Minnesota | Pipestone County | Done/under Construction | Northern States Power (Xcel Energy) | Golf - Wookstock 34.5 kV |  |  |  | Not Provided by ISO | Not Provided by ISO | Not Provided by ISO | Not Provided by ISO | Not Provided by ISO
MISO | G622 | 2006-04-20 | Wind | 148.8 | North Dakota | Dickey County | Withdrawn/not Started | Montana-Dakota Utilities Company | MDU Ellendale - Wishek 230 kV | Ellendale (SubstationID: 13224) - Wishek Jct. (SubstationID: 33624) | Dickey County - G622 | 68823 | Not Provided by ISO | Not Provided by ISO | Not Provided by ISO | Not Provided by ISO | Not Provided by ISO
MISO | G623 | 2006-04-20 | Wind | 60 | Illinois | Shelby County | Withdrawn/not Started | Ameren Illinois | Mattoon West - Shelbyville | Mattoon West (SubstationID: 22969) | Shelby County - G623 | 68824 | Not Provided by ISO | Not Provided by ISO | Not Provided by ISO | Not Provided by ISO | Not Provided by ISO
MISO | G624 | 2006-04-25 | Wind | 150 | North Dakota | Mcintosh County | Withdrawn/not Started | Montana-Dakota Utilities Company | Wishek Substation 115 kV | Wishek Jct. (SubstationID: 33624) | McIntosh County - G624 | 68825 | Not Provided by ISO | Not Provided by ISO | Not Provided by ISO | Not Provided by ISO | Not Provided by ISO
MISO | G626 | 2006-04-25 | Wind | 32 | Minnesota | Brown County | Done/withdrawn | Northern States Power (Xcel Energy) | Morgan - Sleepy Eye 69 kV | Comfrey (SubstationID: 19871) | Comfrey | 30034 | Not Provided by ISO | Not Provided by ISO | Not Provided by ISO | Not Provided by ISO | Not Provided by ISO
MISO | G634 | 2006-04-27 | Wind | 96 | South Dakota | Brookings County | Withdrawn/not Started | Northern States Power (Xcel Energy) | Brookings Substation 115 kV | Brookings WAPA (SubstationID: 43200) | Brookings County - G634 | 68831 | Not Provided by ISO | Not Provided by ISO | Not Provided by ISO | Not Provided by ISO | Not Provided by ISO
MISO | G635 | 2006-04-27 | Wind | 101 | South Dakota | Deuel County | Withdrawn/not Started | Otter Tail Power Company | OTP Toronto Substation |  | Deuel County - G635 | 68832 | Not Provided by ISO | Not Provided by ISO | Not Provided by ISO | Not Provided by ISO | Not Provided by ISO
MISO | G628 | 2006-05-02 | Wind | 32 | Minnesota | Brown County | Withdrawn/not Started | ITC Midwest | ITC Midwest Comfrey - Mountain Lake 69 kV | Comfrey (SubstationID: 19871) - Mountain Lake (SubstationID: 19510) | Brown County - G628 | 30018 | Not Provided by ISO | Not Provided by ISO | Not Provided by ISO | Not Provided by ISO | Not Provided by ISO
MISO | G629 | 2006-05-04 | Wind | 201 | Illinois | Henry County | Withdrawn/not Started | MidAmerican Energy Company | 69 kV line at Geneseo Sub | Geneseo (SubstationID: 18573) | Henry County - G629 | 68826 | Not Provided by ISO | Not Provided by ISO | Not Provided by ISO | Not Provided by ISO | Not Provided by ISO
MISO | G630 | 2006-05-05 | Wind | 21 | Minnesota | Big Stone County | Withdrawn/not Started | Otter Tail Power Company | OTP Artichoke 41.6 kV Substation |  | Big Stone County - G630 | 68827 | Not Provided by ISO | Not Provided by ISO | Not Provided by ISO | Not Provided by ISO | Not Provided by ISO
MISO | G631 | 2006-05-08 | Wind | 19 | Minnesota | Nobles County | Withdrawn/withdrawn | ITC Midwest | Adrian - Adrian Tap 69 kV | Adrian Municipal (SubstationID: 71392) | Nobles County - G631 | 68828 | Not Provided by ISO | Not Provided by ISO | Not Provided by ISO | Not Provided by ISO | Not Provided by ISO
MISO | G632 | 2006-05-08 | Wind | 19 | Minnesota | Nobles County | Withdrawn/withdrawn | ITC Midwest | Magnolia - Worthington 69 kV | Magnolia (SubstationID: 31352) | Nobles County - G632 | 68829 | Not Provided by ISO | Not Provided by ISO | Not Provided by ISO | Not Provided by ISO | Not Provided by ISO
MISO | G633 | 2006-05-08 | Wind | 19 | Minnesota | Nobles County | Withdrawn/withdrawn | ITC Midwest | ITC Midwest Elk - Magnolia 161 kV | Elk (SubstationID: 30075) - Magnolia (SubstationID: 31352) | Nobles County - G633 | 68830 | Not Provided by ISO | Not Provided by ISO | Not Provided by ISO | Not Provided by ISO | Not Provided by ISO
MISO | G636 | 2006-05-15 | Wind | 18.9 | Minnesota | Swift County | Withdrawn/not Started | Great River Energy | GRE Benson - Swift Falls 69kV |  | Swift County - G636 | 68833 | Not Provided by ISO | Not Provided by ISO | Not Provided by ISO | Not Provided by ISO | Not Provided by ISO
MISO | G637 | 2006-05-16 | Wind | 20 | Minnesota | Traverse County | Withdrawn/not Started | Otter Tail Power Company | OTP Graceville - Wapton 115 kV | Graceville (SubstationID: 71884) | Traverse County | 6844 | Not Provided by ISO | Not Provided by ISO | Not Provided by ISO | Not Provided by ISO | Not Provided by ISO
MISO | G638 | 2006-05-17 | Wind | 20 | Minnesota | Stevens County | Withdrawn/not Started | Otter Tail Power Company | OTP Graceville - Morris 41 kV | Graceville (SubstationID: 71884) - Morris (SubstationID: 46789) | Stevens County - G638 | 68834 | Not Provided by ISO | Not Provided by ISO | Not Provided by ISO | Not Provided by ISO | Not Provided by ISO
MISO | G639 | 2006-05-17 | Wind | 19.5 | Minnesota | Jackson County | Withdrawn/not Started | Great River Energy | GRE Ferh Line 2miles south of G536 |  | Jackson County - G639 | 68835 | Not Provided by ISO | Not Provided by ISO | Not Provided by ISO | Not Provided by ISO | Not Provided by ISO
MISO | G640 | 2006-05-22 | Wind | 30 | Minnesota | Todd County | Withdrawn/not Started | Minnesota Power (Allete, Inc.) | MP Long Prairie - Wing Rive 115kV | Long Prairie (SubstationID: 22832) | Todd County - G640 | 68836 | Not Provided by ISO | Not Provided by ISO | Not Provided by ISO | Not Provided by ISO | Not Provided by ISO
MISO | G643 | 2006-05-25 | Wind | 20 | Iowa | Mitchell County | Withdrawn/not Started | ITC Midwest | Osage Switch Station (69 kV) |  | Mitchell County - G643 | 68837 | Not Provided by ISO | Not Provided by ISO | Not Provided by ISO | Not Provided by ISO | Not Provided by ISO
MISO | G644 | 2006-05-26 | Wind | 20 | Minnesota | Stevens County | Withdrawn/not Started | Great River Energy | GRE Morris Tap - Walden 115 kV | Morris (SubstationID: 46789) | Stevens County - G644 | 68838 | Not Provided by ISO | Not Provided by ISO | Not Provided by ISO | Not Provided by ISO | Not Provided by ISO
MISO | G648 | 2006-06-12 | Wind | 101 | Illinois | Edgar County | Withdrawn/not Started | Ameren Illinois | Ameren Kansas Substation | Kansas (SubstationID: 13988) | Edgar County - G648 | 68840 | Not Provided by ISO | Not Provided by ISO | Not Provided by ISO | Not Provided by ISO | Not Provided by ISO
MISO | G649 | 2006-06-12 | Wind | 300 | Illinois | Edgar County | Withdrawn/not Started | Ameren Illinois | Ameren Kansas Substation | Kansas (SubstationID: 13988) | Edgar County - G649 | 68841 | Not Provided by ISO | Not Provided by ISO | Not Provided by ISO | Not Provided by ISO | Not Provided by ISO
MISO | G647 | 2006-06-20 | Wind | 102 | Michigan | Allegan County | Withdrawn/not Started | Michigan Electric Transmission Company, LLC | Argenta - Tallmadge 345 kV | Argenta (SubstationID: 44153) - Tallmadge (SubstationID: 33092) | Allegan County - G647 | 68839 | Not Provided by ISO | Not Provided by ISO | Not Provided by ISO | Not Provided by ISO | Not Provided by ISO
MISO | G650 | 2006-06-22 | Wind | 99 | North Dakota | Mountrail County | Withdrawn/not Started | Montana-Dakota Utilities Company | Tioga - Kenmyer 115 kV | Tioga (SubstationID: 21380) | Mountrail County - G650 | 68842 | Not Provided by ISO | Not Provided by ISO | Not Provided by ISO | Not Provided by ISO | Not Provided by ISO
MISO | G651 | 2006-06-27 | Wind | 115 | North Dakota | Cavalier County | Withdrawn/withdrawn | Otter Tail Power Company | OTP Hank's Corner - Walhalla 69 kV | Walhalla (SubstationID: 17666) | Cavalier County - G651 | 68843 | Not Provided by ISO | Not Provided by ISO | Not Provided by ISO | Not Provided by ISO | Not Provided by ISO
MISO | G652 | 2006-07-03 | Wind | 48 | Ohio | Erie County | Done/withdrawn | FirstEnergy Solutions Corp. | Bellevue - Castalia 69 kV | Bellevue (SubstationID: 47090) - Castalia (SubstationID: 47066) | Erie County - G652 | 68844 | Not Provided by ISO | Not Provided by ISO | Not Provided by ISO | Not Provided by ISO | Not Provided by ISO
MISO | G654 | 2006-07-05 | Wind | 250 | Illinois | Pike County | Withdrawn/not Started | Ameren Illinois | Hull 138 kV Substation |  | Pike County - G654 | 68845 | Not Provided by ISO | Not Provided by ISO | Not Provided by ISO | Not Provided by ISO | Not Provided by ISO
MISO | G656 | 2006-07-10 | Wind | 500 | Indiana | Benton County | Withdrawn/not Started | Duke Energy Corporation | DEM Dequine - Westwood 345 kV | Dequine (SubstationID: 19977) - Westwood (SubstationID: 27037) | Benton County - G656 | 68846 | Not Provided by ISO | Not Provided by ISO | Not Provided by ISO | Not Provided by ISO | Not Provided by ISO
MISO | G657 | 2006-07-14 | Wind | 20 | Minnesota | Pope County | Withdrawn/not Started | Northern States Power (Xcel Energy) | Glenwood 69 kV sub | Glenwood (SubstationID: 34891) | Pope County - G657 | 68847 | Not Provided by ISO | Not Provided by ISO | Not Provided by ISO | Not Provided by ISO | Not Provided by ISO
MISO | G658 | 2006-07-14 | Wind | 20 | Minnesota | Pope County | Withdrawn/not Started | Northern States Power (Xcel Energy) | Xel Westport 69 kV Substation | Westport (SubstationID: 37056) | Pope County - G658 | 68848 | Not Provided by ISO | Not Provided by ISO | Not Provided by ISO | Not Provided by ISO | Not Provided by ISO
MISO | G659 | 2006-07-17 | Wind | 50 | North Dakota | Oliver County | Withdrawn/withdrawn | Minnesota Power (Allete, Inc.) | Center 230 kV Substation | Center (SubstationID: 1125) | Oliver County Wind II | 995 | Not Provided by ISO | Not Provided by ISO | Not Provided by ISO | Not Provided by ISO | Not Provided by ISO
MISO | G660 | 2006-07-17 | Wind | 50 | Minnesota | St. Louis County | Withdrawn/not Started | Minnesota Power (Allete, Inc.) | Minntac 115 kV Substation | Minntac (SubstationID: 22802) | St. Louis County - G660 | 68849 | Not Provided by ISO | Not Provided by ISO | Not Provided by ISO | Not Provided by ISO | Not Provided by ISO
MISO | G662 | 2006-07-26 | Wind | 100 | South Dakota | Corson County | Withdrawn/not Started | Montana-Dakota Utilities Company | McLaughlin 115 kV Substation | McLaughlin (SubstationID: 72209) | Corson County - G662 | 68850 | Not Provided by ISO | Not Provided by ISO | Not Provided by ISO | Not Provided by ISO | Not Provided by ISO
MISO | G663 | 2006-08-07 | Wind | 20 | Minnesota | Lincoln County | Withdrawn/not Started | Northern States Power (Xcel Energy) | Yankee 34.5kV Substation | Yankee (SubstationID: 13283) | Lincoln County - G663 | 68851 | Not Provided by ISO | Not Provided by ISO | Not Provided by ISO | Not Provided by ISO | Not Provided by ISO
MISO | G666 | 2006-08-09 | Wind | 250 | Indiana | Benton County | Withdrawn/not Started | Duke Energy Corporation | Dequine to Westwood 345 kV | Dequine (SubstationID: 19977) - Westwood (SubstationID: 27037) | Benton County - G666 | 68852 | Not Provided by ISO | Not Provided by ISO | Not Provided by ISO | Not Provided by ISO | Not Provided by ISO
MISO | G671 | 2006-08-10 | Wind | 200 | Minnesota | Freeborn County | Withdrawn/withdrawn | Northern States Power (Xcel Energy) | Winnebago - Hayward 161 kV | Hayward (SubstationID: 13027) - Winnebago (SubstationID: 14093) | Freeborn County - G671 | 68856 | Not Provided by ISO | Not Provided by ISO | Not Provided by ISO | Not Provided by ISO | Not Provided by ISO
MISO | G667 | 2006-08-10 | Wind | 13 | Minnesota | Jackson County | Done/in Service | Great River Energy | Round Lake Tap 69 kV Substation |  | South Fork Wind | 48676 | Not Provided by ISO | Not Provided by ISO | Not Provided by ISO | Not Provided by ISO | Not Provided by ISO
MISO | G668 | 2006-08-10 | Wind | 100 | Minnesota | Big Stone County | Withdrawn/not Started | Great River Energy | Graceville/Johnson facilities in Big Stone County, MN | Graceville (SubstationID: 71884) | Big Stone County - G668 | 68853 | Not Provided by ISO | Not Provided by ISO | Not Provided by ISO | Not Provided by ISO | Not Provided by ISO
MISO | G669 | 2006-08-10 | Wind | 200 | Minnesota | Mower County | Withdrawn/not Started | Northern States Power (Xcel Energy) | Adams - Rochester 161 kV | Adams (SubstationID: 956) - Rochester (SubstationID: 11210) | Mower County - G669 | 68854 | Not Provided by ISO | Not Provided by ISO | Not Provided by ISO | Not Provided by ISO | Not Provided by ISO
MISO | G678 | 2006-09-08 | Wind | 99 | Wisconsin | Dane County | Withdrawn/not Started | American Transmission Co. LLC | North Madison Substation 138 kV | North Madison, 138kV (SubstationID: 94) | Dane County - G678 | 68857 | Not Provided by ISO | Not Provided by ISO | Not Provided by ISO | Not Provided by ISO | Not Provided by ISO
MISO | G679 | 2006-09-11 | Wind | 9.89 | Illinois | Mclean County | Withdrawn/not Started | Ameren Illinois | Ameren 34.5 kV line near Lexington, IL |  | McLean County - G679 | 68858 | Not Provided by ISO | Not Provided by ISO | Not Provided by ISO | Not Provided by ISO | Not Provided by ISO
MISO | G680 | 2006-09-11 | Wind | 20 | Minnesota | Yellow Medicine County | Withdrawn/not Started | Otter Tail Power Company | OTP Burr Jct - Toronto 115 kV |  | Yellow Medicine County - G680 | 68859 | Not Provided by ISO | Not Provided by ISO | Not Provided by ISO | Not Provided by ISO | Not Provided by ISO
MISO | G681 | 2006-09-18 | Wind | 44 | Minnesota | Freeborn County | Withdrawn/withdrawn | ITC Midwest | Walters - Albert Lea 69 kV | Walters (SubstationID: 54880) | Shell Rock | 6434 | Not Provided by ISO | Not Provided by ISO | Not Provided by ISO | Not Provided by ISO | Not Provided by ISO
MISO | G685 | 2006-10-03 | Wind | 20 | Minnesota | Meeker County | Done/in Service | Northern States Power (Xcel Energy) | Lake Lillian - Atwater 69 kV | Rosendale (SubstationID: 20113) | Danielson Wind Farm | 6849 | Not Provided by ISO | Not Provided by ISO | Not Provided by ISO | Not Provided by ISO | Not Provided by ISO
MISO | G684 | 2006-10-03 | Wind | 20 | Minnesota | Cottonwood County | Withdrawn/not Started | ITC Midwest | Mt. Lake - Bat Lake 69 kV | Bat Lake (SubstationID: 71473) | Cottonwood County - G684 | 68860 | Not Provided by ISO | Not Provided by ISO | Not Provided by ISO | Not Provided by ISO | Not Provided by ISO
MISO | G688 | 2006-10-12 | Wind | 24 | Minnesota | Murray County | Withdrawn/not Started | Northern States Power (Xcel Energy) | Chanarambie Substation | Chanarambie (SubstationID: 19867) | Murray County - G688 | 68861 | Not Provided by ISO | Not Provided by ISO | Not Provided by ISO | Not Provided by ISO | Not Provided by ISO
MISO | G690 | 2006-10-16 | Wind | 200 | North Dakota | Dickey County | Withdrawn/not Started | Montana-Dakota Utilities Company | Tatakana 230 kV | Tatanka (SubstationID: 20110) | Dickey County - G690 | 68862 | Not Provided by ISO | Not Provided by ISO | Not Provided by ISO | Not Provided by ISO | Not Provided by ISO
MISO | G691 | 2006-10-16 | Wind | 50 | Wisconsin | Vernon County | Withdrawn/not Started | Northern States Power (Xcel Energy) | Westby - Cashton Tap 69 kV | Cashton (SubstationID: 39170) | Vernon County - G691 | 68863 | Not Provided by ISO | Not Provided by ISO | Not Provided by ISO | Not Provided by ISO | Not Provided by ISO
MISO | G566d | 2006-10-19 | Wind | 18 | Michigan | Missaukee County | Done/in Service | Michigan Electric Transmission Company, LLC | Cadillac - Leroy 69 kV |  | Missaukee County - G566d | 68796 | Not Provided by ISO | Not Provided by ISO | Not Provided by ISO | Not Provided by ISO | Not Provided by ISO
MISO | G694 | 2006-10-23 | Wind | 62 | Illinois | Knox County | Withdrawn/not Started | Ameren Illinois | Galesburg - Kewaunee 138 kV | Galesburg (SubstationID: 30326) - Rosiere (Kewaunee) (SubstationID: 34008) | Knox County - G694 | 68864 | Not Provided by ISO | Not Provided by ISO | Not Provided by ISO | Not Provided by ISO | Not Provided by ISO
MISO | G695 | 2006-10-24 | Wind | 200 | Iowa | Winnebago County | Withdrawn/not Started | ITC Midwest | Winco - Winnebago 161 kV | Winnco (SubstationID: 14095) | Winnebago County - G695 | 68865 | Not Provided by ISO | Not Provided by ISO | Not Provided by ISO | Not Provided by ISO | Not Provided by ISO
MISO | G697 | 2006-10-31 | Wind | 21 | Minnesota | Otter Tail County | Withdrawn/not Started | Great River Energy | OTP Pelican Rapid - Edge Tap 115 kV | Pelican Rapids (SubstationID: 39630) | Otter Tail County - G697 | 68866 | Not Provided by ISO | Not Provided by ISO | Not Provided by ISO | Not Provided by ISO | Not Provided by ISO
MISO | G698 | 2006-11-06 | Wind | 150 | Missouri | Putnam County | Withdrawn/not Started | Ameren Missouri | Adair - Appanoose 161kV | Adair (SubstationID: 36830) - Appanoose County (SubstationID: 28906) | Putnam County - G698 | 68867 | Not Provided by ISO | Not Provided by ISO | Not Provided by ISO | Not Provided by ISO | Not Provided by ISO
MISO | G699 | 2006-11-07 | Wind | 250 | South Dakota | Roberts County | Withdrawn/not Started | Otter Tail Power Company | Big Stone - Hankinson 230 kV | Big Stone Plant (SubstationID: 38183) - Hankinson (SubstationID: 46923) | Roberts County - G699 | 68868 | Not Provided by ISO | Not Provided by ISO | Not Provided by ISO | Not Provided by ISO | Not Provided by ISO
MISO | G700 | 2006-11-07 | Wind | 18.9 | Minnesota | Goodhue County | Withdrawn/not Started | Northern States Power (Xcel Energy) | Kenyon - Dodge Center 69 kV | Dodge Center (SubstationID: 40355) - Kenyon (SubstationID: 36459) | Goodhue County - G700 | 68869 | Not Provided by ISO | Not Provided by ISO | Not Provided by ISO | Not Provided by ISO | Not Provided by ISO
MISO | G701 | 2006-11-09 | Wind | 105 | Illinois | Henry County | Withdrawn/not Started | Ameren Illinois | East Kewanee | East Kewanee (SubstationID: 22917) | Henry County - G701 | 68870 | Not Provided by ISO | Not Provided by ISO | Not Provided by ISO | Not Provided by ISO | Not Provided by ISO
MISO | G702 | 2006-11-09 | Wind | 110 | Iowa | Worth County | Withdrawn/not Started | -- No Company -- | 161 kV NIW Substation |  | Worth County - G702 | 68871 | Not Provided by ISO | Not Provided by ISO | Not Provided by ISO | Not Provided by ISO | Not Provided by ISO
MISO | G703 | 2006-11-10 | Wind | 1500 | South Dakota | Hand County | Withdrawn/not Started | Northern States Power (Xcel Energy) | Sioux Falls or Brookings Substation | Brookings WAPA (SubstationID: 43200) | Hand County - G703 | 68872 | Not Provided by ISO | Not Provided by ISO | Not Provided by ISO | Not Provided by ISO | Not Provided by ISO
MISO | G704 | 2006-11-10 | Wind | 1500 | South Dakota | Hand County | Withdrawn/not Started | Northern States Power (Xcel Energy) | Sioux Falls or Brookings Sub | Brookings WAPA (SubstationID: 43200) | Hand County - G704 | 68873 | Not Provided by ISO | Not Provided by ISO | Not Provided by ISO | Not Provided by ISO | Not Provided by ISO
MISO | G705 | 2006-11-10 | Wind | 2000 | South Dakota | Hand County | Withdrawn/not Started | Northern States Power (Xcel Energy) | Sioux Falls or Brookings Sub | Brookings WAPA (SubstationID: 43200) | Hand County - G705 | 68874 | Not Provided by ISO | Not Provided by ISO | Not Provided by ISO | Not Provided by ISO | Not Provided by ISO
MISO | G706 | 2006-11-20 | Wind | 99 | Wisconsin | Columbia County | Done/in Service | American Transmission Co. LLC | Hamilton St. - N. Randolph 138 kV | Hamilton (SubstationID: 71918) - North Randolph (SubstationID: 23501) | Glacier Hills | 4570 | Not Provided by ISO | Not Provided by ISO | Not Provided by ISO | Not Provided by ISO | Not Provided by ISO
MISO | G713 | 2006-12-11 | Wind | 200 | North Dakota | Dickey County | Withdrawn/not Started | Montana-Dakota Utilities Company | Wishek - Foreman 230 kV | Wishek Jct. (SubstationID: 33624) | Dickey County - G713 | 68875 | Not Provided by ISO | Not Provided by ISO | Not Provided by ISO | Not Provided by ISO | Not Provided by ISO
MISO | G715 | 2006-12-12 | Wind | 76 | Iowa | Howard County | Withdrawn/not Started | ITC Midwest | Rice - Beaver Creek 115 kV | Rice (SubstationID: 55728) | Howard County - G715 | 68876 | Not Provided by ISO | Not Provided by ISO | Not Provided by ISO | Not Provided by ISO | Not Provided by ISO
MISO | G716 | 2006-12-12 | Wind | 150 | Iowa | Howard County | Withdrawn/not Started | ITC Midwest | ITC Midwest Adams - Top Deck Holstein 345kV |  | Howard County - G716 | 68877 | Not Provided by ISO | Not Provided by ISO | Not Provided by ISO | Not Provided by ISO | Not Provided by ISO
MISO | G721 | 2006-12-19 | Wind | 160 | Minnesota | Otter Tail County | Withdrawn/not Started | Great River Energy | Bison - Alexandria S.S. 345kV | Alexandria (SubstationID: 18253) - Bison (SubstationID: 997) | Otter Tail County - G721 | 68878 | Not Provided by ISO | Not Provided by ISO | Not Provided by ISO | Not Provided by ISO | Not Provided by ISO
MISO | G722 | 2006-12-21 | Wind | 250 | South Dakota | Grant County | Withdrawn/not Started | Otter Tail Power Company | Big Stone 230 kV Substation | Big Stone Plant (SubstationID: 38183) | Grant County - G722 | 68879 | Not Provided by ISO | Not Provided by ISO | Not Provided by ISO | Not Provided by ISO | Not Provided by ISO
MISO | R29 | 2006-12-22 | Wind | 100.8 | Iowa | Crawford County | Done/withdrawn | MidAmerican Energy Company | Schleswig Substation | Schleswig (SubstationID: 32608) | Crawford County - R29 | 69602 | Not Provided by ISO | Not Provided by ISO | Not Provided by ISO | Not Provided by ISO | Not Provided by ISO
MISO | G760 | 2007-01-08 | Wind | 135 | Kansas | Hamilton County | Withdrawn/not Started | -- No Company -- | Unknown |  | Hamilton County - G760 | 68903 | Not Provided by ISO | Not Provided by ISO | Not Provided by ISO | Not Provided by ISO | Not Provided by ISO
MISO | G724 | 2007-01-08 | Wind | 99 | Wisconsin | Dane County | Withdrawn/not Started | Madison Gas and Electric Company | North Madison - West Middleton 138 kV | North Madison, 138kV (SubstationID: 94) - West Middleton (SubstationID: 1199) | Dane County - G724 | 68880 | Not Provided by ISO | Not Provided by ISO | Not Provided by ISO | Not Provided by ISO | Not Provided by ISO
MISO | G759 | 2007-01-09 | Wind | 84.8 | Minnesota | Cottonwood County | Withdrawn/not Started | ITC Midwest | Dotson 69kV Substation | Watonwan (SubstationID: 55655) | Watonwan | 24111 | Not Provided by ISO | Not Provided by ISO | Not Provided by ISO | Not Provided by ISO | Not Provided by ISO
MISO | G727 | 2007-01-23 | Wind | 100 | South Dakota | Turner County | Withdrawn/not Started | Northern States Power (Xcel Energy) | Grant Substation 115 kV | Grant (SubstationID: 30481) | Turner County - G727 | 68881 | Not Provided by ISO | Not Provided by ISO | Not Provided by ISO | Not Provided by ISO | Not Provided by ISO
MISO | G728 | 2007-01-24 | Wind | 300 | Minnesota | Steele County | Withdrawn/not Started | Northern States Power (Xcel Energy) | Byron - W. Owatonna 161 kV | Byron (SubstationID: 10171) - Owatonna (SubstationID: 18565) | Steele County - G728 | 68882 | Not Provided by ISO | Not Provided by ISO | Not Provided by ISO | Not Provided by ISO | Not Provided by ISO
MISO | G729 | 2007-01-25 | Wind | 2.5 | Minnesota | Otter Tail County | Withdrawn/not Started | Otter Tail Power Company | Pelican Rapids NW Jct 41.6 kV Substation | Pelican Rapids (SubstationID: 39630) | Otter Tail County - G729 | 68883 | Not Provided by ISO | Not Provided by ISO | Not Provided by ISO | Not Provided by ISO | Not Provided by ISO
MISO | G730 | 2007-01-29 | Wind | 73.5 | Iowa | Emmet County | Withdrawn/not Started | ITC Midwest | Maple Swtich Station | Maple (SubstationID: 37846) | Emmet County - G730 | 68884 | Not Provided by ISO | Not Provided by ISO | Not Provided by ISO | Not Provided by ISO | Not Provided by ISO
MISO | G731 | 2007-01-29 | Wind | 750 | South Dakota | Jerauld County | Withdrawn/not Started | Northern States Power (Xcel Energy) | Split Rock Substation | Split Rock (SubstationID: 13003) | Jerauld County - G731 | 68885 | Not Provided by ISO | Not Provided by ISO | Not Provided by ISO | Not Provided by ISO | Not Provided by ISO
MISO | G734 | 2007-02-02 | Wind | 101 | South Dakota | Brookings County | Withdrawn/not Started | Northern States Power (Xcel Energy) | Xcel Brookings County 115kV Substation | Brookings County (SubstationID: 29284) | Brookings County - G734 | 68886 | Not Provided by ISO | Not Provided by ISO | Not Provided by ISO | Not Provided by ISO | Not Provided by ISO
MISO | G735 | 2007-02-02 | Wind | 200 | Iowa | Hancock County | Done/in Service | ITC Midwest | Lime Creek Substation | Lime Creek (SubstationID: 17499) | Crystal Lake II | 18450 | Not Provided by ISO | Not Provided by ISO | Not Provided by ISO | Not Provided by ISO | Not Provided by ISO
MISO | G736 | 2007-02-02 | Wind | 200 | South Dakota | Grant County | Done/in Service | Otter Tail Power Company | Big Stone South 230kV Substation | Big Stone South (SubstationID: 19532) - Crowned Ridge (SubstationID: 43185) | Crowned Ridge II | 58614 | Not Provided by ISO | Not Provided by ISO | Not Provided by ISO | Not Provided by ISO | Not Provided by ISO
MISO | G737 | 2007-02-05 | Wind | 100 | Minnesota | Stevens County | Withdrawn/not Started | Great River Energy | GRE Johnson Jnct - Morris 115 kV | Morris (SubstationID: 46789) | Stevens County - G737 | 68887 | Not Provided by ISO | Not Provided by ISO | Not Provided by ISO | Not Provided by ISO | Not Provided by ISO
MISO | G738 | 2007-02-06 | Wind | 300 | Minnesota | Lincoln County | Withdrawn/not Started | Northern States Power (Xcel Energy) | Xcel Zulu Substation |  | Lincoln County - G738 | 68888 | Not Provided by ISO | Not Provided by ISO | Not Provided by ISO | Not Provided by ISO | Not Provided by ISO
MISO | G739 | 2007-02-12 | Wind | 450 | Indiana | White County | Withdrawn/withdrawn | Northern Indiana Public Service Company | Olive - Dequine 345 kV | Dequine (SubstationID: 19977) - Olive (SubstationID: 21327) | White County - G739 | 68889 | Not Provided by ISO | Not Provided by ISO | Not Provided by ISO | Not Provided by ISO | Not Provided by ISO
MISO | G740 | 2007-02-13 | Wind | 150 | Iowa | Howard County | Withdrawn/not Started | ITC Midwest | Adams - Hazleton 345 kV | Hazleton (SubstationID: 1145) | Howard County - G740 | 68890 | Not Provided by ISO | Not Provided by ISO | Not Provided by ISO | Not Provided by ISO | Not Provided by ISO
MISO | G743 | 2007-02-16 | Wind | 45 | Michigan | Missaukee County | Done/in Service | Wolverine Power Supply Cooperative, Inc. | WPSC Cadillac - Leroy 69kV |  | DTE Stoney Corners I | 8381 | Not Provided by ISO | Not Provided by ISO | Not Provided by ISO | Not Provided by ISO | Not Provided by ISO
MISO | G743 | 2007-02-16 | Wind | 45 | Michigan | Missaukee County | Done/in Service | Wolverine Power Supply Cooperative, Inc. | WPSC Cadillac - Leroy 69kV | Stoney Corners (SubstationID: 19937) | DTE Stoney Corners II | 8380 | Not Provided by ISO | Not Provided by ISO | Not Provided by ISO | Not Provided by ISO | Not Provided by ISO
MISO | G744 | 2007-02-20 | Wind | 150 | Missouri | Schuyler County | Withdrawn/not Started | Ameren Missouri | Adair - Appanoose 161kV | Adair (SubstationID: 36830) - Appanoose County (SubstationID: 28906) | Schuyler County - G744 | 68892 | Not Provided by ISO | Not Provided by ISO | Not Provided by ISO | Not Provided by ISO | Not Provided by ISO
MISO | G745 | 2007-02-20 | Wind | 130 | Indiana | White County | Withdrawn/withdrawn | Northern Indiana Public Service Company | NIPSCO Westwood - S. Prairie 138kV | South Prairie-White Co.-Prairie Twp. (SubstationID: 32815) | White County - G745 | 68893 | Not Provided by ISO | Not Provided by ISO | Not Provided by ISO | Not Provided by ISO | Not Provided by ISO
MISO | R34 | 2007-02-21 | Wind | 250 | Iowa | Madison County | Done/in Service | MidAmerican Energy Company | Council Bluffs - Madison County 345 kV | Rolling Hills (SubstationID: 21462) | Rolling Hills | 24981 | Not Provided by ISO | Not Provided by ISO | Not Provided by ISO | Not Provided by ISO | Not Provided by ISO
MISO | G746 | 2007-02-21 | Wind | 200 | Minnesota | Fillmore County | Done/withdrawn | ITC Midwest | ITC Midwest Lansing - Harmony 161 kV | Harmony (SubstationID: 11193) | EcoHarmony West | 6015 | Not Provided by ISO | Not Provided by ISO | Not Provided by ISO | Not Provided by ISO | Not Provided by ISO
MISO | G747 | 2007-02-21 | Wind | 100 | Wisconsin | Rock County | Withdrawn/not Started | American Transmission Co. LLC | Town Line Rd - North Monroe 138kV | North Monroe (SubstationID: 44743) | Rock County - G747 | 68894 | Not Provided by ISO | Not Provided by ISO | Not Provided by ISO | Not Provided by ISO | Not Provided by ISO
MISO | R38 | 2007-02-23 | Wind | 200 | Iowa | Adair County | Done/in Service | MidAmerican Energy Company | MEC Council Bluffs - Grimes 345 kV | Council Bluffs (SubstationID: 11773) - Eclipse (SubstationID: 19786) - Grimes (SubstationID: 19664) | Eclipse | 29648 | Not Provided by ISO | Not Provided by ISO | Not Provided by ISO | Not Provided by ISO | Not Provided by ISO
MISO | G749 | 2007-02-27 | Wind | 50 | Wisconsin | Lafayette County | Done/withdrawn | American Transmission Co. LLC | Hillman - Eden 69kV | Eden (SubstationID: 23393) - Hillman (SubstationID: 21361) | Lafayette County - G749 | 68895 | Not Provided by ISO | Not Provided by ISO | Not Provided by ISO | Not Provided by ISO | Not Provided by ISO
MISO | G750 | 2007-02-27 | Wind | 200 | Michigan | Marquette County | Withdrawn/not Started | Wisconsin Electric Power Company | Presque Isle - National 138 kV | National (SubstationID: 21356) - Presque Isle (SubstationID: 17529) | Marquette County - G750 | 68896 | Not Provided by ISO | Not Provided by ISO | Not Provided by ISO | Not Provided by ISO | Not Provided by ISO
MISO | G751 | 2007-02-27 | Wind | 200 | North Dakota | Adams County | Withdrawn/not Started | Montana-Dakota Utilities Company | Bison - Hettinger 230 kV | Bison (SubstationID: 997) - Hettinger Jct. (SubstationID: 30700) | Adams County - G751 | 68897 | Not Provided by ISO | Not Provided by ISO | Not Provided by ISO | Not Provided by ISO | Not Provided by ISO
MISO | G752 | 2007-02-27 | Wind | 150 | North Dakota | Adams County | Done/in Service | Montana-Dakota Utilities Company | Bison - Hettinger 230 kV | Bison (SubstationID: 45113) - Bison (SubstationID: 997) - Hettinger Jct. (SubstationID: 30700) | Thunder Spirit | 24890 | Not Provided by ISO | Not Provided by ISO | Not Provided by ISO | Not Provided by ISO | Not Provided by ISO
MISO | G753 | 2007-02-27 | Wind | 300 | Montana | Fallon County | Withdrawn/not Started | Montana-Dakota Utilities Company | Baker 230 kV Substation | Baker (SubstationID: 28989) | Fallon County - G753 | 68898 | Not Provided by ISO | Not Provided by ISO | Not Provided by ISO | Not Provided by ISO | Not Provided by ISO
MISO | G754 | 2007-02-28 | Wind | 50 | Ohio | Lucas County | Withdrawn/withdrawn | FirstEnergy Solutions Corp. | 138 kV transmission line that serves City of Toledo pump station |  | Lucas County - G754 | 68899 | Not Provided by ISO | Not Provided by ISO | Not Provided by ISO | Not Provided by ISO | Not Provided by ISO
MISO | G755 | 2007-02-28 | Wind | 50 | Michigan | Osceola County | Withdrawn/not Started | Michigan Electric Transmission Company, LLC | WPSC LeRoy - Cadillac 69 kV |  | Osceola County - G755 | 68900 | Not Provided by ISO | Not Provided by ISO | Not Provided by ISO | Not Provided by ISO | Not Provided by ISO
MISO | G756 | 2007-02-28 | Wind | 100.8 | Ohio | Logan County | Withdrawn/not Started | FirstEnergy Solutions Corp. | Blue Jacket - East Liberty Coop 138 kV | Blue Jacket-Lake Twp. (SubstationID: 38253) - Honda East Liberty-Allen Twp. (SubstationID: 35596) | Logan County - G756 | 68901 | Not Provided by ISO | Not Provided by ISO | Not Provided by ISO | Not Provided by ISO | Not Provided by ISO
MISO | R39 | 2007-03-08 | Wind | 500 | Iowa | Obrien County | Done/in Service | MidAmerican Energy Company | Raun - Lakefield Junction | Highland (SubstationID: 21590) | Highland Wind Energy | 37382 | Not Provided by ISO | Not Provided by ISO | Not Provided by ISO | Not Provided by ISO | Not Provided by ISO
MISO | G762 | 2007-03-14 | Wind | 150.39 | Minnesota | Mower County | Withdrawn/not Started | Great River Energy | Pleasant Valley 345 kV Substation | Pleasant Valley (SubstationID: 13289) | Mower County - G762 | 68904 | Not Provided by ISO | Not Provided by ISO | Not Provided by ISO | Not Provided by ISO | Not Provided by ISO
MISO | G763 | 2007-03-15 | Wind | 50 | South Dakota | Minnehaha County | Withdrawn/not Started | Northern States Power (Xcel Energy) | Anson 115 kV station | Angus Anson (SubstationID: 11756) | Minnehaha County - G763 | 68905 | Not Provided by ISO | Not Provided by ISO | Not Provided by ISO | Not Provided by ISO | Not Provided by ISO
MISO | G764 | 2007-03-15 | Wind | 241.5 | South Dakota | Minnehaha County | Withdrawn/not Started | Northern States Power (Xcel Energy) | Anson 115 kV station | Angus Anson (SubstationID: 11756) | Minnehaha County - G764 | 68906 | Not Provided by ISO | Not Provided by ISO | Not Provided by ISO | Not Provided by ISO | Not Provided by ISO
MISO | G766 | 2007-03-19 | Wind | 300 | Michigan | Hillsdale County | Withdrawn/not Started | Michigan Electric Transmission Company, LLC | Moore - Dowling 138 kV | Dowling - Hudson (SubstationID: 25724) - Moore Road - Fayette (SubstationID: 25795) | Hillsdale County - G766 | 68907 | Not Provided by ISO | Not Provided by ISO | Not Provided by ISO | Not Provided by ISO | Not Provided by ISO
MISO | G767 | 2007-03-20 | Wind | 30 | Montana | Fallon County | Done/in Service | Montana-Dakota Utilities Company | existing 57 kV line |  | Diamond Willow I | 5163 | Not Provided by ISO | Not Provided by ISO | Not Provided by ISO | Not Provided by ISO | Not Provided by ISO
MISO | G767 | 2007-03-20 | Wind | 30 | Montana | Fallon County | Done/in Service | Montana-Dakota Utilities Company | existing 57 kV line |  | Diamond Willow II | 20501 | Not Provided by ISO | Not Provided by ISO | Not Provided by ISO | Not Provided by ISO | Not Provided by ISO
MISO | G768 | 2007-03-21 | Wind | 50 | Minnesota | Watonwan County | Withdrawn/not Started | Northern States Power (Xcel Energy) | Watonwan 69 kV | Watonwan (SubstationID: 55655) | Watonwan County - G768 | 68908 | Not Provided by ISO | Not Provided by ISO | Not Provided by ISO | Not Provided by ISO | Not Provided by ISO
MISO | G769 | 2007-03-21 | Wind | 50 | Minnesota | Cottonwood County | Withdrawn/not Started | ITC Midwest | Storden - Heron Lake 161kV |  | Cottonwood County - G769 | 68909 | Not Provided by ISO | Not Provided by ISO | Not Provided by ISO | Not Provided by ISO | Not Provided by ISO
MISO | G770 | 2007-03-23 | Wind | 100 | Minnesota | Martin County | Withdrawn/not Started | Northern States Power (Xcel Energy) | Lakefield Junction - Fox Lake 161 kV | Fox Lake (SubstationID: 30282) - Lakefield Junction (SubstationID: 13005) | Martin County - G770 | 68910 | Not Provided by ISO | Not Provided by ISO | Not Provided by ISO | Not Provided by ISO | Not Provided by ISO
MISO | G772 | 2007-03-23 | Wind | 200 | Minnesota | Nobles County | Withdrawn/not Started | Northern States Power (Xcel Energy) | Xel Split Rock - Lakefield 345 kV | Lakefield Junction (SubstationID: 13005) - Split Rock (SubstationID: 13003) | Nobles County - G772 | 68912 | Not Provided by ISO | Not Provided by ISO | Not Provided by ISO | Not Provided by ISO | Not Provided by ISO
MISO | G773 | 2007-03-27 | Wind | 150 | Wisconsin | Brown County | Done/withdrawn | Wisconsin Public Service Corporation | Forest Junction - Lost Dauphin 138kV | Forest Junction (SubstationID: 23298) - Lost Dauphin (SubstationID: 37387) | Brown County - G773 | 68913 | Not Provided by ISO | Not Provided by ISO | Not Provided by ISO | Not Provided by ISO | Not Provided by ISO
MISO | G774 | 2007-03-27 | Wind | 70 | Michigan | Mason County | Withdrawn/not Started | Michigan Electric Transmission Company, LLC | Pere Marquette - Stronach 138 kV | Marquette (SubstationID: 42985) - Stronach - Stronach (SubstationID: 25850) | Mason County - G774 | 68914 | Not Provided by ISO | Not Provided by ISO | Not Provided by ISO | Not Provided by ISO | Not Provided by ISO
MISO | G775 | 2007-03-27 | Wind | 200 | Illinois | Hancock County | Withdrawn/not Started | Ameren Illinois | Niota - Macomb 138 kV | Niota (SubstationID: 22875) | Hancock County - G775 | 68915 | Not Provided by ISO | Not Provided by ISO | Not Provided by ISO | Not Provided by ISO | Not Provided by ISO
MISO | G776 | 2007-03-27 | Wind | 200 | South Dakota | Brookings County | Withdrawn/not Started | Northern States Power (Xcel Energy) | Xcel Brookings County 115 kV | Brookings County (SubstationID: 29284) | Brookings County - G776 | 68916 | Not Provided by ISO | Not Provided by ISO | Not Provided by ISO | Not Provided by ISO | Not Provided by ISO
MISO | G777 | 2007-03-29 | Wind | 20 | Minnesota | Stevens County | Withdrawn/not Started | Great River Energy | Sec9-T123n-R43w |  | Stevens County - G777 | 68917 | Not Provided by ISO | Not Provided by ISO | Not Provided by ISO | Not Provided by ISO | Not Provided by ISO
MISO | G778 | 2007-03-29 | Wind | 5.9 | Minnesota | Grant County | Withdrawn/not Started | Great River Energy | OTP Nashua Tintah - Wendell 41.6kV |  | Grant County - G778 | 68918 | Not Provided by ISO | Not Provided by ISO | Not Provided by ISO | Not Provided by ISO | Not Provided by ISO
MISO | G779 | 2007-04-02 | Wind | 259.9 | Minnesota | Dodge County | Withdrawn/not Started | SMMPA | Byron - Alcorns 161kV | Byron (SubstationID: 10171) | Dodge County - G779 | 68919 | Not Provided by ISO | Not Provided by ISO | Not Provided by ISO | Not Provided by ISO | Not Provided by ISO
MISO | G781 | 2007-04-10 | Wind | 150 | North Dakota | Adams County | Withdrawn/not Started | Montana-Dakota Utilities Company | Hettinger 115 kV Substation | Hettinger Jct. (SubstationID: 30700) | Adams County - G781 | 68920 | Not Provided by ISO | Not Provided by ISO | Not Provided by ISO | Not Provided by ISO | Not Provided by ISO
MISO | G783 | 2007-04-12 | Wind | 122 | North Dakota | Ward County | Withdrawn/not Started | Great River Energy | Just north and west of the town of Ruso |  | Ward County - G783 | 68922 | Not Provided by ISO | Not Provided by ISO | Not Provided by ISO | Not Provided by ISO | Not Provided by ISO
MISO | G784 | 2007-04-12 | Wind | 122 | North Dakota | Ward County | Withdrawn/not Started | Great River Energy | Just north and west of the town of Ruso |  | Ward County - G784 | 68923 | Not Provided by ISO | Not Provided by ISO | Not Provided by ISO | Not Provided by ISO | Not Provided by ISO
MISO | G782 | 2007-04-16 | Wind | 42 | Minnesota | Swift County | Withdrawn/not Started | Great River Energy | GRE Willmar 115 kV Substation | Willmar (SubstationID: 20981) | Swift County - G782 | 68921 | Not Provided by ISO | Not Provided by ISO | Not Provided by ISO | Not Provided by ISO | Not Provided by ISO
MISO | R41 | 2007-04-17 | Wind | 100 | Iowa | Adair County | Done/in Service | MidAmerican Energy Company | MEC Council Bluffs - Grimes 345 kV | Council Bluffs (SubstationID: 11773) - Grimes (SubstationID: 19664) | Adair County - R41 | 69603 | Not Provided by ISO | Not Provided by ISO | Not Provided by ISO | Not Provided by ISO | Not Provided by ISO
MISO | G789 | 2007-04-25 | Wind | 20 | Minnesota | Pope County | Withdrawn/not Started | Northern States Power (Xcel Energy) | T-126-N, R-36-W |  | Pope County - G789 | 68924 | Not Provided by ISO | Not Provided by ISO | Not Provided by ISO | Not Provided by ISO | Not Provided by ISO
MISO | G790 | 2007-04-26 | Wind | 150 | Iowa | Franklin County | Withdrawn/not Started | ITC Midwest | ITC Midwest Franklin Substation | Franklin (SubstationID: 55667) | Franklin County - G790 | 68925 | Not Provided by ISO | Not Provided by ISO | Not Provided by ISO | Not Provided by ISO | Not Provided by ISO
MISO | G792 | 2007-04-30 | Wind | 50 | Minnesota | Big Stone County | Withdrawn/not Started | Great River Energy | Johnson Station facilities |  | Big Stone County - G792 | 68926 | Not Provided by ISO | Not Provided by ISO | Not Provided by ISO | Not Provided by ISO | Not Provided by ISO
MISO | G793 | 2007-04-30 | Wind | 100 | Wisconsin | Rock County | Withdrawn/not Started | American Transmission Co. LLC | Rock River - SW Delavan 138 kV | Rock River (SubstationID: 228) - SW Delavan (SubstationID: 236) | Rock County - G793 | 68927 | Not Provided by ISO | Not Provided by ISO | Not Provided by ISO | Not Provided by ISO | Not Provided by ISO
MISO | G796 | 2007-05-02 | Wind | 300 | Minnesota | Dodge County | Withdrawn/not Started | SMMPA | SMMPA Byron 345/161 kV Substation | Byron (SubstationID: 10171) | Dodge County - G796 | 68928 | Not Provided by ISO | Not Provided by ISO | Not Provided by ISO | Not Provided by ISO | Not Provided by ISO
MISO | G797 | 2007-05-07 | Wind | 30 | Minnesota | Martin County | Withdrawn/not Started | Great River Energy | N 43, 34.851'; W 094, 48.876' |  | Martin County - G797 | 68929 | Not Provided by ISO | Not Provided by ISO | Not Provided by ISO | Not Provided by ISO | Not Provided by ISO
MISO | G798 | 2007-05-14 | Wind | 150 | Iowa | Story County | Done/in Service | ITC Midwest | ITC Midwest Fernald 115kV Substation | Fernald (SubstationID: 30185) | Story County Wind II (Garden) | 15017 | Not Provided by ISO | Not Provided by ISO | Not Provided by ISO | Not Provided by ISO | Not Provided by ISO
MISO | G799 | 2007-05-14 | Wind | 120 | Michigan | Houghton County | Withdrawn/not Started | Upper Peninsula Power Company | Atlantic 69kV Substation | Atlantic Mine (SubstationID: 1026) | Houghton County - G799 | 68930 | Not Provided by ISO | Not Provided by ISO | Not Provided by ISO | Not Provided by ISO | Not Provided by ISO
MISO | G801 | 2007-05-24 | Wind | 50 | Minnesota | Mower County | Withdrawn/not Started | Great River Energy | 161 kV GRE line in southwest 1/4 of section 26 Waltham Twp |  | Mower County - G801 | 68931 | Not Provided by ISO | Not Provided by ISO | Not Provided by ISO | Not Provided by ISO | Not Provided by ISO
MISO | G802 | 2007-05-30 | Wind | 125 | South Dakota | Grant County | Withdrawn/not Started | Otter Tail Power Company | Big Stone Bus |  | Grant County - G802 | 68932 | Not Provided by ISO | Not Provided by ISO | Not Provided by ISO | Not Provided by ISO | Not Provided by ISO
MISO | G803 | 2007-05-30 | Wind | 150 | South Dakota | Deuel County | Withdrawn/not Started | Otter Tail Power Company | Toronto 115 kV | Toronto Sd (SubstationID: 35754) | Deuel County - G803 | 68933 | Not Provided by ISO | Not Provided by ISO | Not Provided by ISO | Not Provided by ISO | Not Provided by ISO
MISO | G804 | 2007-05-30 | Wind | 250 | South Dakota | Deuel County | Withdrawn/not Started | Otter Tail Power Company | Blair - Big Stone 230 kV | Big Stone Plant (SubstationID: 38183) | Deuel County - G804 | 68934 | Not Provided by ISO | Not Provided by ISO | Not Provided by ISO | Not Provided by ISO | Not Provided by ISO
MISO | G805 | 2007-06-05 | Wind | 300 | Minnesota | Stevens County | Withdrawn/not Started | Otter Tail Power Company | Johnson Junction - Morris 115 kV | Morris (SubstationID: 46789) | Stevens County - G805 | 68935 | Not Provided by ISO | Not Provided by ISO | Not Provided by ISO | Not Provided by ISO | Not Provided by ISO
MISO | G810 | 2007-06-14 | Wind | 101 | North Dakota | Bowman County | Withdrawn/not Started | Montana-Dakota Utilities Company | Hettinger 115 kV substation | Hettinger Jct. (SubstationID: 30700) | Bowman County - G810 | 68936 | Not Provided by ISO | Not Provided by ISO | Not Provided by ISO | Not Provided by ISO | Not Provided by ISO
MISO | G812 | 2007-06-21 | Wind | 20 | Minnesota | Pope County | Withdrawn/not Started | Great River Energy | GRE Swift Falls - Gilchrest 69kV | Williams (SubstationID: 11011) | Glacial Ridge | 30033 | Not Provided by ISO | Not Provided by ISO | Not Provided by ISO | Not Provided by ISO | Not Provided by ISO
MISO | G813 | 2007-06-29 | Wind | 100 | Iowa | Boone County | Withdrawn/not Started | ITC Midwest | Dodge Twp., north central section of Boone Co., IA |  | Boone County - G813 | 68937 | Not Provided by ISO | Not Provided by ISO | Not Provided by ISO | Not Provided by ISO | Not Provided by ISO
MISO | G824 | 2007-07-16 | Wind | 200 | Minnesota | Mower County | Withdrawn/not Started | Northern States Power (Xcel Energy) | T-103-N, R-16-W |  | Mower County - G824 | 68939 | Not Provided by ISO | Not Provided by ISO | Not Provided by ISO | Not Provided by ISO | Not Provided by ISO
MISO | G825 | 2007-07-16 | Wind | 100 | South Dakota | Brookings County | Withdrawn/not Started | Otter Tail Power Company | Toronto - Bruce 115kV | Bruce (SubstationID: 71567) - Toronto Sd (SubstationID: 35754) | Brookings County - G825 | 68940 | Not Provided by ISO | Not Provided by ISO | Not Provided by ISO | Not Provided by ISO | Not Provided by ISO
MISO | G826 | 2007-07-16 | Wind | 200 | Minnesota | Jackson County | Done/in Service | Northern States Power (Xcel Energy) | Xcel Lakefield Generation SW - Lakefield Junction 345kV | Odell Wind Farm (SubstationID: 20853) | Odell Wind Farm | 35271 | Not Provided by ISO | Not Provided by ISO | Not Provided by ISO | Not Provided by ISO | Not Provided by ISO
MISO | G827 | 2007-07-16 | Wind | 100 | South Dakota | Minnehaha County | Withdrawn/not Started | Northern States Power (Xcel Energy) | 115 kV line near Grant substation | Grant (SubstationID: 30481) | Minnehaha County - G827 | 68941 | Not Provided by ISO | Not Provided by ISO | Not Provided by ISO | Not Provided by ISO | Not Provided by ISO
MISO | G828 | 2007-07-16 | Wind | 76 | Minnesota | Blue Earth County | Withdrawn/not Started | Northern States Power (Xcel Energy) | 345 kV line near Wilmarth substation | Wilmarth (SubstationID: 20101) | Blue Earth County - G828 | 68942 | Not Provided by ISO | Not Provided by ISO | Not Provided by ISO | Not Provided by ISO | Not Provided by ISO
MISO | G829 | 2007-07-16 | Wind | 100 | South Dakota | Minnehaha County | Withdrawn/not Started | Northern States Power (Xcel Energy) | Split Rock 115kV Substation | Split Rock (SubstationID: 13003) | Minnehaha County - G829 | 68943 | Not Provided by ISO | Not Provided by ISO | Not Provided by ISO | Not Provided by ISO | Not Provided by ISO
MISO | G818 | 2007-07-16 | Wind | 20 | Minnesota | Grant County | Withdrawn/not Started | Missouri River Energy Services (MRES) | MRES Grant Co. - Morris 115 kV | Grant (SubstationID: 30481) - Morris (SubstationID: 46789) | Grant County - G818 | 41634 | Not Provided by ISO | Not Provided by ISO | Not Provided by ISO | Not Provided by ISO | Not Provided by ISO
MISO | G817 | 2007-07-16 | Wind | 5.9 | Minnesota | Grant County | Withdrawn/not Started | Missouri River Energy Services (MRES) | MRES Elbow Lake - Brandon 115kV | Brandon Mres (SubstationID: 46807) - Elbow Lake (SubstationID: 46809) | Grant County - G817 | 41633 | Not Provided by ISO | Not Provided by ISO | Not Provided by ISO | Not Provided by ISO | Not Provided by ISO
MISO | R42 | 2007-07-17 | Wind | 250 | Iowa | Webster County | Done/in Service | MidAmerican Energy Company | Lehigh 345 kV Substation | Lundgren (SubstationID: 21605) | Lundgren | 26895 | Not Provided by ISO | Not Provided by ISO | Not Provided by ISO | Not Provided by ISO | Not Provided by ISO
MISO | G821 | 2007-07-19 | Wind | 199.5 | Minnesota | Clay County | Withdrawn/not Started | Otter Tail Power Company | OTP Sheyenne - Audubon 230 kV | Audobon (SubstationID: 46787) | Noble Flat Hill | 5696 | Not Provided by ISO | Not Provided by ISO | Not Provided by ISO | Not Provided by ISO | Not Provided by ISO
MISO | G823 | 2007-07-24 | Wind | 300 | Minnesota | Yellow Medicine County | Withdrawn/not Started | Otter Tail Power Company | Burr - Toronto 115 kV | Burr Oak - Burr Oak Twp (SubstationID: 52544) - Toronto Sd (SubstationID: 35754) | Yellow Medicine County - G823 | 68938 | Not Provided by ISO | Not Provided by ISO | Not Provided by ISO | Not Provided by ISO | Not Provided by ISO
MISO | G830 | 2007-07-30 | Wind | 99 | North Dakota | Mchenry County | Done/in Service | Great River Energy | GRE McHenry substation | McHenry (SubstationID: 19635) | New Frontier | 42730 | Not Provided by ISO | Not Provided by ISO | Not Provided by ISO | Not Provided by ISO | Not Provided by ISO
MISO | G831 | 2007-07-30 | Wind | 50 | Minnesota | Murray County | Withdrawn/not Started | Northern States Power (Xcel Energy) | Ellsboro - Lake Yankton 115 kV | Ellsboro (SubstationID: 71786) - Lake Yankton (SubstationID: 10154) | Murray County - G831 | 68944 | Not Provided by ISO | Not Provided by ISO | Not Provided by ISO | Not Provided by ISO | Not Provided by ISO
MISO | G835 | 2007-08-06 | Wind | 200 | Indiana | Clinton County | Withdrawn/not Started | Duke Energy Corporation | Wabash River - Kokomo 230 kV | Wabash River (SubstationID: 18043) | Clinton County - G835 | 68945 | Not Provided by ISO | Not Provided by ISO | Not Provided by ISO | Not Provided by ISO | Not Provided by ISO
MISO | G836 | 2007-08-06 | Wind | 200 | Indiana | Clinton County | Withdrawn/not Started | Duke Energy Corporation | Wabash River - Kokomo 230 kV | Wabash River (SubstationID: 18043) | Clinton County - G836 | 68946 | Not Provided by ISO | Not Provided by ISO | Not Provided by ISO | Not Provided by ISO | Not Provided by ISO
MISO | G841 | 2007-08-17 | Wind | 250 | Minnesota | Lyon County | Withdrawn/not Started | Northern States Power (Xcel Energy) | North Tracy Substation | Tracy (SubstationID: 21494) | Lyon County - G841 | 68947 | Not Provided by ISO | Not Provided by ISO | Not Provided by ISO | Not Provided by ISO | Not Provided by ISO
MISO | G842 | 2007-08-17 | Wind | 250 | Minnesota | Lyon County | Withdrawn/not Started | Northern States Power (Xcel Energy) | Lake Yankton - Ellsboro 115 kV | Ellsboro (SubstationID: 71786) - Lake Yankton (SubstationID: 10154) | Lyon County - G842 | 68948 | Not Provided by ISO | Not Provided by ISO | Not Provided by ISO | Not Provided by ISO | Not Provided by ISO
MISO | G843 | 2007-08-24 | Wind | 100 | Minnesota | Otter Tail County | Withdrawn/not Started | Otter Tail Power Company | GRE Elmo - Miltona 115kV | Elmo (SubstationID: 71789) - Miltona (SubstationID: 72236) | Otter Tail County - G843 | 68949 | Not Provided by ISO | Not Provided by ISO | Not Provided by ISO | Not Provided by ISO | Not Provided by ISO
MISO | G850 | 2007-08-24 | Wind | 250 | Minnesota | Murray County | Withdrawn/not Started | Great River Energy | Lake Sarah Tap Substation |  | Murray County - G850 | 68952 | Not Provided by ISO | Not Provided by ISO | Not Provided by ISO | Not Provided by ISO | Not Provided by ISO
MISO | G851 | 2007-08-24 | Wind | 250 | Minnesota | Murray County | Withdrawn/not Started | Great River Energy | GRE Lake Sarah 115 kV Substation |  | Murray County - G851 | 68953 | Not Provided by ISO | Not Provided by ISO | Not Provided by ISO | Not Provided by ISO | Not Provided by ISO
MISO | G852 | 2007-08-27 | Wind | 300 | Minnesota | Dodge County | Withdrawn/not Started | Northern States Power (Xcel Energy) | Pleasant Valley - Byron 161 kV | Byron (SubstationID: 10171) - Pleasant Valley (SubstationID: 13289) | Dodge County - G852 | 68954 | Not Provided by ISO | Not Provided by ISO | Not Provided by ISO | Not Provided by ISO | Not Provided by ISO
MISO | G845 | 2007-08-28 | Wind | 60 | North Dakota | Cavalier County | Withdrawn/withdrawn | Otter Tail Power Company | Langdon 115 kV Substation | Langdon (SubstationID: 20172) | Cavalier County - G845 | 68950 | Not Provided by ISO | Not Provided by ISO | Not Provided by ISO | Not Provided by ISO | Not Provided by ISO
MISO | G846 | 2007-08-28 | Wind | 4 | Minnesota | Clay County | Withdrawn/not Started | Otter Tail Power Company | GRE Pelican Lake - Tansem 41.6 kV |  | Clay County - G846 | 68951 | Not Provided by ISO | Not Provided by ISO | Not Provided by ISO | Not Provided by ISO | Not Provided by ISO
MISO | G853 | 2007-09-06 | Wind | 600 | North Dakota | Dickey County | Withdrawn/not Started | Otter Tail Power Company | Oakes - Ellendale 230 kV | Ellendale (SubstationID: 13224) - Oakes (SubstationID: 39111) | Dickey County - G853 | 68955 | Not Provided by ISO | Not Provided by ISO | Not Provided by ISO | Not Provided by ISO | Not Provided by ISO
MISO | G854 | 2007-09-10 | Wind | 150 | Michigan | Mason County | Withdrawn/not Started | Michigan Electric Transmission Company, LLC | Pere Marquette - Stronach 138kV | Marquette (SubstationID: 42985) - Stronach - Stronach (SubstationID: 25850) | Mason County - G854 | 68956 | Not Provided by ISO | Not Provided by ISO | Not Provided by ISO | Not Provided by ISO | Not Provided by ISO
MISO | G855 | 2007-09-11 | Wind | 200 | Minnesota | Freeborn County | Withdrawn/not Started | ITC Midwest | Hayward 161 kV Substation | Hayward (SubstationID: 13027) | Freeborn County - G855 | 68957 | Not Provided by ISO | Not Provided by ISO | Not Provided by ISO | Not Provided by ISO | Not Provided by ISO
MISO | G857 | 2007-09-11 | Wind | 400 | Minnesota | Mower County | Withdrawn/not Started | Northern States Power (Xcel Energy) | Adams 345 kV Substation | Adams (SubstationID: 956) | Mower County - G857 | 68958 | Not Provided by ISO | Not Provided by ISO | Not Provided by ISO | Not Provided by ISO | Not Provided by ISO
MISO | G859 | 2007-09-14 | Wind | 600 | Minnesota | Clay County | Withdrawn/not Started | Otter Tail Power Company | Maple River 345 kV | Maple River (SubstationID: 31394) | Clay County - G859 | 68959 | Not Provided by ISO | Not Provided by ISO | Not Provided by ISO | Not Provided by ISO | Not Provided by ISO
MISO | G860 | 2007-09-14 | Wind | 900 | North Dakota | Burleigh County | Withdrawn/not Started | Otter Tail Power Company | Milton Young | Milton R. Young (SubstationID: 11735) | Burleigh County - G860 | 68960 | Not Provided by ISO | Not Provided by ISO | Not Provided by ISO | Not Provided by ISO | Not Provided by ISO
MISO | G861 | 2007-09-14 | Wind | 960 | North Dakota | Burleigh County | Withdrawn/not Started | Great River Energy | near Bismarck ND |  | Burleigh County - G861 | 68961 | Not Provided by ISO | Not Provided by ISO | Not Provided by ISO | Not Provided by ISO | Not Provided by ISO
MISO | G864 | 2007-09-18 | Wind | 200 | Indiana | White County | Withdrawn/not Started | Northern Indiana Public Service Company | Reynolds Substation | Reynolds (SubstationID: 1430) | White County - G864 | 68962 | Not Provided by ISO | Not Provided by ISO | Not Provided by ISO | Not Provided by ISO | Not Provided by ISO
MISO | G869 | 2007-10-01 | Wind | 200 | Iowa | Allamakee County | Withdrawn/not Started | ITC Midwest | ITC Midwest Decorah - Lansing 161 kV | Decorah (SubstationID: 19610) - Lansing (SubstationID: 11796) | Allamakee County - G869 | 68964 | Not Provided by ISO | Not Provided by ISO | Not Provided by ISO | Not Provided by ISO | Not Provided by ISO
MISO | G870 | 2007-10-02 | Wind | 201 | Minnesota | Freeborn County | Done/in Service | ITC Midwest | Hayward - Winnebago 161 kV | Hayward (SubstationID: 13027) - Winnebago (SubstationID: 14093) | Bent Tree | 6433 | Not Provided by ISO | Not Provided by ISO | Not Provided by ISO | Not Provided by ISO | Not Provided by ISO
MISO | G879 | 2007-10-09 | Wind | 150 | Minnesota | Murray County | Withdrawn/not Started | Northern States Power (Xcel Energy) | Lake Yankton - Ellsborough 115 kV | Ellsboro (SubstationID: 71786) | Murray County - G879 | 68969 | Not Provided by ISO | Not Provided by ISO | Not Provided by ISO | Not Provided by ISO | Not Provided by ISO
MISO | G873 | 2007-10-09 | Wind | 20 | Minnesota | Kittson County | Withdrawn/withdrawn | Otter Tail Power Company | Kennedy - Donaldson 41.6 kV | Donaldson (SubstationID: 12850) | Kittson County - G873 | 68966 | Not Provided by ISO | Not Provided by ISO | Not Provided by ISO | Not Provided by ISO | Not Provided by ISO
MISO | G875 | 2007-10-09 | Wind | 80 | Minnesota | Kittson County | Withdrawn/withdrawn | Otter Tail Power Company | Donaldson - Warsaw 115 kV | Donaldson (SubstationID: 12850) | Kittson County - G875 | 68967 | Not Provided by ISO | Not Provided by ISO | Not Provided by ISO | Not Provided by ISO | Not Provided by ISO
MISO | G878 | 2007-10-09 | Wind | 150 | South Dakota | Turner County | Withdrawn/not Started | Northern States Power (Xcel Energy) | Xcel Grant 115 kV substation | Grant (SubstationID: 30481) | Turner County - G878 | 68968 | Not Provided by ISO | Not Provided by ISO | Not Provided by ISO | Not Provided by ISO | Not Provided by ISO
MISO | G882 | 2007-10-11 | Wind | 1500 | Minnesota | Dodge County | Withdrawn/not Started | Northern States Power (Xcel Energy) | N. Rochester 345 kV Substation | Rochester (SubstationID: 11210) | Dodge County - G882 | 68970 | Not Provided by ISO | Not Provided by ISO | Not Provided by ISO | Not Provided by ISO | Not Provided by ISO
MISO | G883 | 2007-10-11 | Wind | 1500 | Minnesota | Olmsted County | Withdrawn/not Started | Northern States Power (Xcel Energy) | Hampton Corner 345 kV Substation | Hampton (SubstationID: 528) | Olmsted County - G883 | 68971 | Not Provided by ISO | Not Provided by ISO | Not Provided by ISO | Not Provided by ISO | Not Provided by ISO
MISO | G884 | 2007-10-11 | Wind | 1500 | South Dakota | Roberts County | Withdrawn/not Started | Northern States Power (Xcel Energy) | Monticello Substation | Monticello (SubstationID: 999) | Roberts County - G884 | 68972 | Not Provided by ISO | Not Provided by ISO | Not Provided by ISO | Not Provided by ISO | Not Provided by ISO
MISO | G885 | 2007-10-16 | Wind | 199.5 | North Dakota | Barnes County | Withdrawn/not Started | Otter Tail Power Company | Buffalo 345kV | Buffalo (SubstationID: 21495) | Barnes County - G885 | 68973 | Not Provided by ISO | Not Provided by ISO | Not Provided by ISO | Not Provided by ISO | Not Provided by ISO
MISO | G887 | 2007-10-16 | Wind | 20 | Indiana | Benton County | Withdrawn/not Started | Northern Indiana Public Service Company | Watseka - Goodland 138 kV | Goodland (SubstationID: 20111) - Watseka (SubstationID: 20092) | Benton County - G887 | 68974 | Not Provided by ISO | Not Provided by ISO | Not Provided by ISO | Not Provided by ISO | Not Provided by ISO
MISO | G888 | 2007-10-16 | Wind | 50 | Indiana | Benton County | Withdrawn/not Started | Northern Indiana Public Service Company | Watseka - Goodland 138 kV | Goodland (SubstationID: 20111) - Watseka (SubstationID: 20092) | Benton County - G888 | 68975 | Not Provided by ISO | Not Provided by ISO | Not Provided by ISO | Not Provided by ISO | Not Provided by ISO
MISO | G893 | 2007-10-18 | Wind | 80 | Minnesota | Rock County | Withdrawn/not Started | Northern States Power (Xcel Energy) | Split Rock-Magnolia 161 kV | Magnolia (SubstationID: 31352) | Rock County - G893 | 68977 | Not Provided by ISO | Not Provided by ISO | Not Provided by ISO | Not Provided by ISO | Not Provided by ISO
MISO | G889 | 2007-10-18 | Wind | 59.4 | Michigan | Huron County | Done/in Service | ITC Transmission | ITC Cosmo Tap (Bad Axe - Arrowhead) 120 kV | Cosmo (SubstationID: 19872) | Harvest II | 20461 | Not Provided by ISO | Not Provided by ISO | Not Provided by ISO | Not Provided by ISO | Not Provided by ISO
MISO | G890 | 2007-10-19 | Wind | 200 | Minnesota | Fillmore County | Withdrawn/not Started | ITC Midwest | ITC Midwest Lansing - Harmony 161 kV | Harmony (SubstationID: 11193) - Lansing (SubstationID: 11796) | Fillmore County - G890 | 68976 | Not Provided by ISO | Not Provided by ISO | Not Provided by ISO | Not Provided by ISO | Not Provided by ISO
MISO | G895 | 2007-10-23 | Wind | 1500 | Minnesota | Scott County | Withdrawn/not Started | Northern States Power (Xcel Energy) | Scott Junction 345/115 kV substation |  | Scott County - G895 | 68979 | Not Provided by ISO | Not Provided by ISO | Not Provided by ISO | Not Provided by ISO | Not Provided by ISO
MISO | G896 | 2007-10-23 | Wind | 1500 | Minnesota | Scott County | Withdrawn/not Started | Northern States Power (Xcel Energy) | Scott Junction 345 kV Substation |  | Scott County - G896 | 68980 | Not Provided by ISO | Not Provided by ISO | Not Provided by ISO | Not Provided by ISO | Not Provided by ISO
MISO | G897 | 2007-10-23 | Wind | 1500 | Minnesota | Benton County | Withdrawn/not Started | Great River Energy | Benton County 345 kV Substation | Benton (SubstationID: 46783) | Benton County - G897 | 68981 | Not Provided by ISO | Not Provided by ISO | Not Provided by ISO | Not Provided by ISO | Not Provided by ISO
MISO | G898 | 2007-10-23 | Wind | 1500 | Minnesota | Benton County | Withdrawn/not Started | Great River Energy | Benton County 345 kV substation | Benton (SubstationID: 46783) | Benton County - G898 | 68982 | Not Provided by ISO | Not Provided by ISO | Not Provided by ISO | Not Provided by ISO | Not Provided by ISO
MISO | G899 | 2007-10-23 | Wind | 1000 | Minnesota | Wright County | Withdrawn/not Started | Northern States Power (Xcel Energy) | Monticello 345 kV Substation | Monticello (SubstationID: 999) | Wright County - G899 | 68983 | Not Provided by ISO | Not Provided by ISO | Not Provided by ISO | Not Provided by ISO | Not Provided by ISO
MISO | G900 | 2007-10-23 | Wind | 1000 | Minnesota | Wright County | Withdrawn/not Started | Northern States Power (Xcel Energy) | Monticello 345 kV substation | Monticello (SubstationID: 999) | Wright County - G900 | 68984 | Not Provided by ISO | Not Provided by ISO | Not Provided by ISO | Not Provided by ISO | Not Provided by ISO
MISO | G901 | 2007-10-23 | Wind | 600 | Illinois | Winnebago County | Withdrawn/not Started | American Transmission Co. LLC | Paddtown 345 kV Substation |  | Winnebago County - G901 | 68985 | Not Provided by ISO | Not Provided by ISO | Not Provided by ISO | Not Provided by ISO | Not Provided by ISO
MISO | G902 | 2007-10-23 | Wind | 1500 | Illinois | Winnebago County | Withdrawn/not Started | American Transmission Co. LLC | Paddtown 345 kV Substation |  | Winnebago County - G902 | 68986 | Not Provided by ISO | Not Provided by ISO | Not Provided by ISO | Not Provided by ISO | Not Provided by ISO
MISO | G894 | 2007-10-24 | Wind | 49.5 | Minnesota | Big Stone County | Withdrawn/not Started | Otter Tail Power Company | Ortonville and Johnson Junction 115kV | Ortonville (SubstationID: 39470) | Big Stone County - G894 | 68978 | Not Provided by ISO | Not Provided by ISO | Not Provided by ISO | Not Provided by ISO | Not Provided by ISO
MISO | G903 | 2007-10-31 | Wind | 2000 | Minnesota | Wright County | Withdrawn/not Started | Northern States Power (Xcel Energy) | Xel Crow River Substation | Crow River (SubstationID: 46815) | Wright County - G903 | 68987 | Not Provided by ISO | Not Provided by ISO | Not Provided by ISO | Not Provided by ISO | Not Provided by ISO
MISO | G904 | 2007-11-02 | Wind | 150 | North Dakota | Rolette County | Withdrawn/withdrawn | Northern States Power (Xcel Energy) | Rugby - Glenboro 230kV | Rugby (SubstationID: 12128) | Rolette County - G904 | 68988 | Not Provided by ISO | Not Provided by ISO | Not Provided by ISO | Not Provided by ISO | Not Provided by ISO
MISO | G906 | 2007-11-06 | Wind | 200 | Indiana | Montgomery County | Withdrawn/not Started | Duke Energy Corporation | Duke 230 kV line |  | Montgomery County - G906 | 68989 | Not Provided by ISO | Not Provided by ISO | Not Provided by ISO | Not Provided by ISO | Not Provided by ISO
MISO | G907 | 2007-11-09 | Wind | 450 | Minnesota | Mower County | Withdrawn/not Started | Great River Energy | Pleasant Valley peaking plant | Pleasant Valley (SubstationID: 13289) | Mower County - G907 | 68990 | Not Provided by ISO | Not Provided by ISO | Not Provided by ISO | Not Provided by ISO | Not Provided by ISO
MISO | G910 | 2007-11-14 | Wind | 99 | Minnesota | Mower County | Withdrawn/not Started | Great River Energy | Pleasant Valley 345 kV Substation | Pleasant Valley (SubstationID: 13289) | Mower County - G910 | 68993 | Not Provided by ISO | Not Provided by ISO | Not Provided by ISO | Not Provided by ISO | Not Provided by ISO
MISO | G911 | 2007-11-14 | Wind | 99 | Minnesota | Mower County | Withdrawn/not Started | Great River Energy | Pleasant Valley 345 kV Substation | Pleasant Valley (SubstationID: 13289) | Mower County - G911 | 68994 | Not Provided by ISO | Not Provided by ISO | Not Provided by ISO | Not Provided by ISO | Not Provided by ISO
MISO | G912 | 2007-11-14 | Wind | 99 | Minnesota | Mower County | Withdrawn/not Started | Great River Energy | Pleasant Valley 345 kV Substation | Pleasant Valley (SubstationID: 13289) | Mower County - G912 | 68995 | Not Provided by ISO | Not Provided by ISO | Not Provided by ISO | Not Provided by ISO | Not Provided by ISO
MISO | G913 | 2007-11-14 | Wind | 201 | Minnesota | Wilkin County | Withdrawn/not Started | Otter Tail Power Company | 230 kV OTP line |  | Wilkin County - G913 | 68996 | Not Provided by ISO | Not Provided by ISO | Not Provided by ISO | Not Provided by ISO | Not Provided by ISO
MISO | G914 | 2007-11-16 | Wind | 137 | Illinois | Putnam County | Withdrawn/not Started | Ameren Illinois | Hennepin Tap - Richland 138 kV | Hennepin Switchyard (SubstationID: 22937) - Richland Creek (SubstationID: 20212) | Putnam County - G914 | 68997 | Not Provided by ISO | Not Provided by ISO | Not Provided by ISO | Not Provided by ISO | Not Provided by ISO
MISO | G915 | 2007-11-16 | Wind | 150 | Illinois | Montgomery County | Withdrawn/not Started | Ameren Illinois | North Pana - Coffeen 345kV | Coffeen (SubstationID: 17297) - Pana (SubstationID: 13986) | Montgomery County - G915 | 68998 | Not Provided by ISO | Not Provided by ISO | Not Provided by ISO | Not Provided by ISO | Not Provided by ISO
MISO | G923 | 2007-12-03 | Wind | 200 | Indiana | Tipton County | Withdrawn/not Started | Duke Energy Corporation | Kokomo - Nobelsville 230 kV |  | Tipton County - G923 | 69001 | Not Provided by ISO | Not Provided by ISO | Not Provided by ISO | Not Provided by ISO | Not Provided by ISO
MISO | G924 | 2007-12-03 | Wind | 300 | Minnesota | Rice County | Withdrawn/not Started | Northern States Power (Xcel Energy) | Faribault Energy Park | Faribault Energy Park (SubstationID: 18761) | Rice County - G924 | 69002 | Not Provided by ISO | Not Provided by ISO | Not Provided by ISO | Not Provided by ISO | Not Provided by ISO
MISO | G927 | 2007-12-07 | Wind | 2 | Wisconsin | Calumet County | Done/withdrawn | Wisconsin Electric Power Company | Forest Junction - Elkhart Lake 138kV | Elkhart Lake (SubstationID: 33908) - Forest Junction (SubstationID: 23298) | Calumet County - G927 | 69004 | Not Provided by ISO | Not Provided by ISO | Not Provided by ISO | Not Provided by ISO | Not Provided by ISO
MISO | G931 | 2007-12-11 | Wind | 150 | Illinois | Iroquois County | Done/in Service | Ameren Illinois | Watseka - Goodland 138kV | Settler's Trail (SubstationID: 20089) | Settler's Trail | 14572 | Not Provided by ISO | Not Provided by ISO | Not Provided by ISO | Not Provided by ISO | Not Provided by ISO
MISO | G932 | 2007-12-11 | Wind | 56 | Minnesota | Swift County | Withdrawn/not Started | Great River Energy | GRE transmission line at the 69 kV rating |  | Swift County - G932 | 69005 | Not Provided by ISO | Not Provided by ISO | Not Provided by ISO | Not Provided by ISO | Not Provided by ISO
MISO | G937 | 2007-12-20 | Wind | 200 | Michigan | Delta County | Withdrawn/not Started | Wisconsin Electric Power Company | Indian Lake - Perkins 138kV | Perkins (Rock) (SubstationID: 23518) | Delta County - G937 | 69007 | Not Provided by ISO | Not Provided by ISO | Not Provided by ISO | Not Provided by ISO | Not Provided by ISO
MISO | G943 | 2007-12-26 | Wind | 150 | Michigan | Kent County | Withdrawn/not Started | Michigan Electric Transmission Company, LLC | Kenowa 345kV Substation | Kenowa (SubstationID: 19477) | Kent County - G943 | 69008 | Not Provided by ISO | Not Provided by ISO | Not Provided by ISO | Not Provided by ISO | Not Provided by ISO
MISO | G944 | 2007-12-26 | Wind | 150 | Michigan | Kent County | Withdrawn/not Started | Michigan Electric Transmission Company, LLC | Kenowa 345kV Substation | Kenowa (SubstationID: 19477) | Kent County - G944 | 69009 | Not Provided by ISO | Not Provided by ISO | Not Provided by ISO | Not Provided by ISO | Not Provided by ISO
MISO | G947 | 2008-01-14 | Wind | 99 | Iowa | Franklin County | Done/in Service | ITC Midwest | ITCM Whispering Wilows 161kV Substation | Nuthatch (SubstationID: 13032) | Franklin County | 26697 | Not Provided by ISO | Not Provided by ISO | Not Provided by ISO | Not Provided by ISO | Not Provided by ISO
MISO | R47 | 2008-01-15 | Wind | 100 | Iowa | Cherokee County | Withdrawn/not Started | MidAmerican Energy Company | Lakefield - Raun 345 kV | Lakefield Junction (SubstationID: 13005) - Raun (SubstationID: 32357) | Cherokee County - R47 | 69604 | Not Provided by ISO | Not Provided by ISO | Not Provided by ISO | Not Provided by ISO | Not Provided by ISO
MISO | R48 | 2008-01-15 | Wind | 100 | Iowa | Cherokee County | Withdrawn/not Started | MidAmerican Energy Company | Lakefield - Raun 345 kV | Lakefield Junction (SubstationID: 13005) - Raun (SubstationID: 32357) | Cherokee County - R48 | 69605 | Not Provided by ISO | Not Provided by ISO | Not Provided by ISO | Not Provided by ISO | Not Provided by ISO
MISO | G948 | 2008-01-15 | Wind | 249.6 | Iowa | Clay County | Withdrawn/not Started | MidAmerican Energy Company | Sheldon (Obrien County sub) 345kV | Sheldon (SubstationID: 14097) | Clay County - G948 | 69010 | Not Provided by ISO | Not Provided by ISO | Not Provided by ISO | Not Provided by ISO | Not Provided by ISO
MISO | G952 | 2008-01-15 | Wind | 100 | Indiana | Tipton County | Withdrawn/not Started | Duke Energy Corporation | Kokomo - Noblesville 230 kV |  | Tipton County - G952 | 69013 | Not Provided by ISO | Not Provided by ISO | Not Provided by ISO | Not Provided by ISO | Not Provided by ISO
MISO | G949 | 2008-01-16 | Wind | 200 | Indiana | Montgomery County | Withdrawn/not Started | Duke Energy Corporation | DEM Tippicanoe Junction - Crawfordsville 138 kV | Crawfordsville (SubstationID: 27182) | Montgomery County - G949 | 69011 | Not Provided by ISO | Not Provided by ISO | Not Provided by ISO | Not Provided by ISO | Not Provided by ISO
MISO | R49 | 2008-01-16 | Wind | 12 | Iowa | Calhoun County | Done/in Service | MidAmerican Energy Company | Pomeroy Generating station | Pomeroy (SubstationID: 20109) | Pomeroy IV | 25459 | Not Provided by ISO | Not Provided by ISO | Not Provided by ISO | Not Provided by ISO | Not Provided by ISO
MISO | G953 | 2008-01-21 | Wind | 50 | Wisconsin | Grant County | Withdrawn/not Started | American Transmission Co. LLC | Platteville - Cuba City 69kV | Cuba City (SubstationID: 71706) - Platteville (SubstationID: 72403) | Grant County - G953 | 69014 | Not Provided by ISO | Not Provided by ISO | Not Provided by ISO | Not Provided by ISO | Not Provided by ISO
MISO | G954 | 2008-01-21 | Wind | 50 | Wisconsin | Grant County | Withdrawn/not Started | American Transmission Co. LLC | Platteville - Cuba City 69kV | Cuba City (SubstationID: 71706) - Platteville (SubstationID: 72403) | Grant County - G954 | 69015 | Not Provided by ISO | Not Provided by ISO | Not Provided by ISO | Not Provided by ISO | Not Provided by ISO
MISO | G955 | 2008-01-21 | Wind | 99 | Wisconsin | Rock County | Withdrawn/not Started | American Transmission Co. LLC | Colley Rd - Brick Church 138kV | Brick Church (SubstationID: 20177) | Rock County - G955 | 69016 | Not Provided by ISO | Not Provided by ISO | Not Provided by ISO | Not Provided by ISO | Not Provided by ISO
MISO | G956 | 2008-01-21 | Wind | 50 | Wisconsin | Walworth County | Withdrawn/not Started | American Transmission Co. LLC | Scot Forge - Brick Church 69kV | Brick Church (SubstationID: 20177) | Walworth County - G956 | 69017 | Not Provided by ISO | Not Provided by ISO | Not Provided by ISO | Not Provided by ISO | Not Provided by ISO
MISO | G957 | 2008-01-23 | Wind | 300 | Iowa | Emmet County | Withdrawn/not Started | ITC Midwest | Winnco Corner 161 Substation | Winnco (SubstationID: 14095) | Emmet County - G957 | 69018 | Not Provided by ISO | Not Provided by ISO | Not Provided by ISO | Not Provided by ISO | Not Provided by ISO
MISO | G962 | 2008-01-29 | Wind | 100 | Iowa | Mitchell County | Withdrawn/not Started | ITC Midwest | Mitchell County Substation | Mitchell (SubstationID: 21615) | Mitchell County - G962 | 69023 | Not Provided by ISO | Not Provided by ISO | Not Provided by ISO | Not Provided by ISO | Not Provided by ISO
MISO | G963 | 2008-01-29 | Wind | 200 | Iowa | Mitchell County | Withdrawn/not Started | ITC Midwest | Mitchell County Substation | Mitchell (SubstationID: 21615) | Mitchell County - G963 | 69024 | Not Provided by ISO | Not Provided by ISO | Not Provided by ISO | Not Provided by ISO | Not Provided by ISO
MISO | G964 | 2008-01-29 | Wind | 300 | Iowa | Mitchell County | Withdrawn/not Started | ITC Midwest | Mitchell County Substation | Mitchell (SubstationID: 21615) | Mitchell County - G964 | 69025 | Not Provided by ISO | Not Provided by ISO | Not Provided by ISO | Not Provided by ISO | Not Provided by ISO
MISO | G965 | 2008-01-29 | Wind | 300 | Iowa | Mitchell County | Withdrawn/not Started | ITC Midwest | Mitchell County Substation | Mitchell (SubstationID: 21615) | Mitchell County - G965 | 69026 | Not Provided by ISO | Not Provided by ISO | Not Provided by ISO | Not Provided by ISO | Not Provided by ISO
MISO | G967 | 2008-01-30 | Wind | 101 | Indiana | Newton County | Done/withdrawn | Northern Indiana Public Service Company | Thayer - Schahfer 138 kV | Schahfer Tap (SubstationID: 41834) - Thayer (SubstationID: 33140) | Newton County - G967 | 69028 | Not Provided by ISO | Not Provided by ISO | Not Provided by ISO | Not Provided by ISO | Not Provided by ISO
MISO | G968 | 2008-01-31 | Wind | 100 | Minnesota | Marshall County | Withdrawn/withdrawn | Otter Tail Power Company | Strandquist - Viking 115 kV | Viking (SubstationID: 72724) | Marshall County - G968 | 69029 | Not Provided by ISO | Not Provided by ISO | Not Provided by ISO | Not Provided by ISO | Not Provided by ISO
MISO | G969 | 2008-02-04 | Wind | 18 | Indiana | Benton County | Withdrawn/withdrawn | Northern Indiana Public Service Company | NIPSCO 69 kV transmission line, intersect 300N, 100W |  | Benton County - G969 | 69030 | Not Provided by ISO | Not Provided by ISO | Not Provided by ISO | Not Provided by ISO | Not Provided by ISO
MISO | G970 | 2008-02-06 | Wind | 100 | Iowa | Howard County | Withdrawn/not Started | ITC Midwest | ITC Midwest Hazleton - Adams 345 kV | Hazleton (SubstationID: 1145) | Howard County - G970 | 69031 | Not Provided by ISO | Not Provided by ISO | Not Provided by ISO | Not Provided by ISO | Not Provided by ISO
MISO | G971 | 2008-02-13 | Wind | 20 | Minnesota | Meeker County | Done/in Service | Northern States Power (Xcel Energy) | 69 kV line in SE 1/4 of Sec 17 in Cosmos Twp | Cosmos (SubstationID: 20112) | Adams Wind Farm | 22623 | Not Provided by ISO | Not Provided by ISO | Not Provided by ISO | Not Provided by ISO | Not Provided by ISO
MISO | G972 | 2008-02-14 | Wind | 400 | Iowa | Fayette County | Withdrawn/not Started | ITC Midwest | Hazelton 345 kV Substation | Hazleton (SubstationID: 1145) | Fayette County - G972 | 69032 | Not Provided by ISO | Not Provided by ISO | Not Provided by ISO | Not Provided by ISO | Not Provided by ISO
MISO | G973 | 2008-02-15 | Wind | 501 | Iowa | Washington County | Withdrawn/not Started | MidAmerican Energy Company | Hills - Sub T 345 kV | Hills (SubstationID: 30734) - Sub T (SubstationID: 46522) | Washington County - G973 | 69033 | Not Provided by ISO | Not Provided by ISO | Not Provided by ISO | Not Provided by ISO | Not Provided by ISO
MISO | R50 | 2008-02-15 | Wind | 501 | Iowa | Washington County | Withdrawn/not Started | MidAmerican Energy Company | MEC Sub T 345kV |  | Washington County - R50 | 69606 | Not Provided by ISO | Not Provided by ISO | Not Provided by ISO | Not Provided by ISO | Not Provided by ISO
MISO | R51 | 2008-02-15 | Wind | 250.5 | Iowa | Poweshiek County | Withdrawn/not Started | MidAmerican Energy Company | Montezuma 345kV | Montezuma (SubstationID: 19487) | Poweshiek County - R51 | 69607 | Not Provided by ISO | Not Provided by ISO | Not Provided by ISO | Not Provided by ISO | Not Provided by ISO
MISO | J135 | 2008-02-20 | Wind | 200 | Wisconsin | Buffalo County | Withdrawn/not Started | -- No Company -- | Alma - Tremval 161 kV | Alma Plant (SubstationID: 10388) - Tremval (SubstationID: 35789) | Buffalo County - J135 | 69224 | Not Provided by ISO | Not Provided by ISO | Not Provided by ISO | Not Provided by ISO | Not Provided by ISO
MISO | G977 | 2008-03-04 | Wind | 101 | Wisconsin | Calumet County | Withdrawn/not Started | Wisconsin Electric Power Company | Forest Junction 138kV Substation | Forest Junction (SubstationID: 23298) | Calumet County - G977 | 69035 | Not Provided by ISO | Not Provided by ISO | Not Provided by ISO | Not Provided by ISO | Not Provided by ISO
MISO | G980 | 2008-03-10 | Wind | 60 | North Dakota | Hettinger County | Withdrawn/not Started | Montana-Dakota Utilities Company | New substation tapped into MDU 115 kV line at N46 36 53/W102 46 12 |  | Hettinger County - G980 | 69038 | Not Provided by ISO | Not Provided by ISO | Not Provided by ISO | Not Provided by ISO | Not Provided by ISO
MISO | G981 | 2008-03-10 | Wind | 19.5 | North Dakota | Grant County | Withdrawn/not Started | Montana-Dakota Utilities Company | New IC owned sbstn tapping into a 69kV MDU line at N46? 19' 8 / W101? 54' 45 |  | Grant County - G981 | 69039 | Not Provided by ISO | Not Provided by ISO | Not Provided by ISO | Not Provided by ISO | Not Provided by ISO
MISO | G982 | 2008-03-14 | Wind | 300 | South Dakota | Roberts County | Withdrawn/not Started | Montana-Dakota Utilities Company | Browns Valley - Big Stone 230 kV | Big Stone Plant (SubstationID: 38183) - Browns Valley - (Peever) (SubstationID: 38680) | Roberts County - G982 | 69040 | Not Provided by ISO | Not Provided by ISO | Not Provided by ISO | Not Provided by ISO | Not Provided by ISO
MISO | G985 | 2008-03-18 | Wind | 200 | Iowa | Fayette County | Withdrawn/not Started | ITC Midwest | Hazelton - Windsor 161 kV | Hazleton (SubstationID: 1145) - Windsor (SubstationID: 55762) | Fayette County - G985 | 69041 | Not Provided by ISO | Not Provided by ISO | Not Provided by ISO | Not Provided by ISO | Not Provided by ISO
MISO | G986 | 2008-03-18 | Wind | 99 | Illinois | Woodford County | Withdrawn/not Started | Ameren Illinois | Minonk - El Paso Substations 138kV | El Paso (SubstationID: 22921) - Minonk (SubstationID: 20068) | Woodford County - G986 | 69042 | Not Provided by ISO | Not Provided by ISO | Not Provided by ISO | Not Provided by ISO | Not Provided by ISO
MISO | G987 | 2008-03-18 | Wind | 400 | Wisconsin | Brown County | Withdrawn/not Started | Wisconsin Public Service Corporation | Kewaunee - North Appleton 345kV | Kewaunee Nuclear Generating Station (SubstationID: 16965) - North Appleton (SubstationID: 82) | Brown County - G987 | 69043 | Not Provided by ISO | Not Provided by ISO | Not Provided by ISO | Not Provided by ISO | Not Provided by ISO
MISO | G988 | 2008-03-18 | Wind | 200 | North Dakota | Mcintosh County | Withdrawn/not Started | Montana-Dakota Utilities Company | MDU Wishek - Tatakana 230 kV | Tatanka (SubstationID: 20110) - Wishek Jct. (SubstationID: 33624) | McIntosh County - G988 | 69044 | Not Provided by ISO | Not Provided by ISO | Not Provided by ISO | Not Provided by ISO | Not Provided by ISO
MISO | R52 | 2008-03-18 | Wind | 500 | Iowa | Adair County | Withdrawn/not Started | MidAmerican Energy Company | MEC Council Bluffs - Madison 345 kV | Council Bluffs (SubstationID: 11773) - Madison County (SubstationID: 46519) | Adair County - R52 | 69608 | Not Provided by ISO | Not Provided by ISO | Not Provided by ISO | Not Provided by ISO | Not Provided by ISO
MISO | R53 | 2008-03-18 | Wind | 200 | Iowa | Adair County | Withdrawn/not Started | MidAmerican Energy Company | Atlantic - Earlham 161 kV | Atlantic (SubstationID: 41631) - Earlham (SubstationID: 29970) | Adair County - R53 | 69609 | Not Provided by ISO | Not Provided by ISO | Not Provided by ISO | Not Provided by ISO | Not Provided by ISO
MISO | G993 | 2008-03-31 | Wind | 20 | North Dakota | Kidder County | Withdrawn/withdrawn | Montana-Dakota Utilities Company | Proposed new sbstn or upgrded KEM 41.6 kV sbstn at N46 50 06/W104 14 22 |  | Kidder County - G993 | 69046 | Not Provided by ISO | Not Provided by ISO | Not Provided by ISO | Not Provided by ISO | Not Provided by ISO
MISO | G994 | 2008-03-31 | Wind | 19.5 | Montana | Wibaux County | Withdrawn/not Started | Montana-Dakota Utilities Company | Proposed new 57kV wind farm substation at N47 0 05/W 104 14 22 |  | Wibaux County - G994 | 69047 | Not Provided by ISO | Not Provided by ISO | Not Provided by ISO | Not Provided by ISO | Not Provided by ISO
MISO | G995 | 2008-04-02 | Wind | 99 | Wisconsin | Lafayette County | Withdrawn/not Started | American Transmission Co. LLC | Hillman - Darlington 138 kV | Darlington (SubstationID: 23382) - Hillman (SubstationID: 21361) | Lafayette County - G995 | 69048 | Not Provided by ISO | Not Provided by ISO | Not Provided by ISO | Not Provided by ISO | Not Provided by ISO
MISO | G996 | 2008-04-04 | Wind | 150 | Illinois | Ford County | Done/in Service | Ameren Illinois | Paxton East 138kV Substation | Paxton East (SubstationID: 20087) | Pioneer Trail | 23357 | Not Provided by ISO | Not Provided by ISO | Not Provided by ISO | Not Provided by ISO | Not Provided by ISO
MISO | G998 | 2008-04-10 | Wind | 200 | Indiana | Clinton County | Withdrawn/withdrawn | Duke Energy Corporation | Lafayette-New London 230 kV | Lafayette (SubstationID: 27050) - New London (SubstationID: 21400) | Clinton County - G998 | 69049 | Not Provided by ISO | Not Provided by ISO | Not Provided by ISO | Not Provided by ISO | Not Provided by ISO
MISO | G999 | 2008-04-10 | Wind | 200 | Indiana | Clinton County | Withdrawn/withdrawn | Duke Energy Corporation | Cayuga - New London 230 kV | Cayuga Station (SubstationID: 16785) - New London (SubstationID: 21400) | Clinton County - G999 | 69050 | Not Provided by ISO | Not Provided by ISO | Not Provided by ISO | Not Provided by ISO | Not Provided by ISO
MISO | H001 | 2008-04-10 | Wind | 200 | Indiana | Clinton County | Withdrawn/not Started | Duke Energy Corporation | Wabash - Kokomo 230 kV |  | Clinton County - H001 | 69051 | Not Provided by ISO | Not Provided by ISO | Not Provided by ISO | Not Provided by ISO | Not Provided by ISO
MISO | H005 | 2008-04-15 | Wind | 300 | Minnesota | Martin County | Withdrawn/not Started | Northern States Power (Xcel Energy) | Xel Lakefield Gen Substation |  | Martin County - H005 | 69054 | Not Provided by ISO | Not Provided by ISO | Not Provided by ISO | Not Provided by ISO | Not Provided by ISO
MISO | H006 | 2008-04-16 | Wind | 100 | Illinois | Douglas County | Withdrawn/not Started | Ameren Illinois | Sydney - Kansas 345 kV | Kansas (SubstationID: 13988) - Sidney (SubstationID: 14002) | Douglas County - H006 | 69055 | Not Provided by ISO | Not Provided by ISO | Not Provided by ISO | Not Provided by ISO | Not Provided by ISO
MISO | H007 | 2008-04-22 | Wind | 41 | Iowa | Delaware County | Done/in Service | ITC Midwest | Edgewood 69 kV Substation | Elk (SubstationID: 19722) | Elk | 20930 | Not Provided by ISO | Not Provided by ISO | Not Provided by ISO | Not Provided by ISO | Not Provided by ISO
MISO | H008 | 2008-04-22 | Wind | 36 | Iowa | Fayette County | Done/in Service | ITC Midwest | ITC Midwest Richfield 69 kV Substation | Richfield (SubstationID: 55682) | Hawkeye | 27130 | Not Provided by ISO | Not Provided by ISO | Not Provided by ISO | Not Provided by ISO | Not Provided by ISO
MISO | H009 | 2008-04-22 | Wind | 150 | Iowa | Tama County | Done/in Service | ITC Midwest | ITC Midwest Traer - Marshalltown 161 kV | Vienna (SubstationID: 19927) | Vienna | 26675 | Not Provided by ISO | Not Provided by ISO | Not Provided by ISO | Not Provided by ISO | Not Provided by ISO
MISO | H010 | 2008-04-22 | Wind | 182 | Iowa | Madison County | Withdrawn/not Started | ITC Midwest | Winterset Jct. - Creston 161 kV | Creston (SubstationID: 19608) - Winterset (SubstationID: 18566) | Madison County - H010 | 69056 | Not Provided by ISO | Not Provided by ISO | Not Provided by ISO | Not Provided by ISO | Not Provided by ISO
MISO | H011 | 2008-04-23 | Wind | 250 | Minnesota | Mower County | Withdrawn/not Started | ITC Midwest | Frankfort Corner 161kV Substation |  | Mower County - H011 | 69057 | Not Provided by ISO | Not Provided by ISO | Not Provided by ISO | Not Provided by ISO | Not Provided by ISO
MISO | H012 | 2008-04-29 | Wind | 150 | Wisconsin | Columbia County | Done/in Service | American Transmission Co. LLC | Hamilton St. - N. Randolph 138 kV | Hamilton (SubstationID: 71918) - North Randolph (SubstationID: 23501) | Glacier Hills | 4570 | Not Provided by ISO | Not Provided by ISO | Not Provided by ISO | Not Provided by ISO | Not Provided by ISO
MISO | H013 | 2008-04-30 | Wind | 200 | Indiana | Henry County | Withdrawn/withdrawn | Duke Energy Corporation | New Castle - Batesville 138 kV | New Castle I Ave (SubstationID: 27085) | Henry County - H013 | 69058 | Not Provided by ISO | Not Provided by ISO | Not Provided by ISO | Not Provided by ISO | Not Provided by ISO
MISO | H014 | 2008-04-30 | Wind | 300 | Indiana | Rush County | Withdrawn/withdrawn | Duke Energy Corporation | Five Points - Batesville 138 kV | Batesville (SubstationID: 21490) - Five Points (SubstationID: 27045) | Rush County - H014 | 69059 | Not Provided by ISO | Not Provided by ISO | Not Provided by ISO | Not Provided by ISO | Not Provided by ISO
MISO | H015 | 2008-04-30 | Wind | 200 | Indiana | Boone County | Withdrawn/withdrawn | Duke Energy Corporation | Whitestown - Nucor 345 kV | Nucor Steel (SubstationID: 27030) - Whitestown (Boone) (SubstationID: 37100) | Boone County - H015 | 69060 | Not Provided by ISO | Not Provided by ISO | Not Provided by ISO | Not Provided by ISO | Not Provided by ISO
MISO | H016 | 2008-04-30 | Wind | 200 | South Dakota | Minnehaha County | Withdrawn/not Started | Northern States Power (Xcel Energy) | Split Rock 115kV Substation | Split Rock (SubstationID: 13003) | Minnehaha County - H016 | 69061 | Not Provided by ISO | Not Provided by ISO | Not Provided by ISO | Not Provided by ISO | Not Provided by ISO
MISO | H017 | 2008-04-30 | Wind | 100 | Minnesota | Cottonwood County | Withdrawn/not Started | Northern States Power (Xcel Energy) | Lakefield Junction 345kV Substation | Lakefield Junction (SubstationID: 13005) | Cottonwood County - H017 | 69062 | Not Provided by ISO | Not Provided by ISO | Not Provided by ISO | Not Provided by ISO | Not Provided by ISO
MISO | H018 | 2008-04-30 | Wind | 150 | Minnesota | Cottonwood County | Withdrawn/not Started | Northern States Power (Xcel Energy) | Storden - Heron Lake 161kV |  | Cottonwood County - H018 | 69063 | Not Provided by ISO | Not Provided by ISO | Not Provided by ISO | Not Provided by ISO | Not Provided by ISO
MISO | H019 | 2008-04-30 | Wind | 150 | Minnesota | Watonwan County | Withdrawn/not Started | Northern States Power (Xcel Energy) | 1.5 miles north connected on the high side of the Watonwan Switching Station |  | Watonwan County - H019 | 69064 | Not Provided by ISO | Not Provided by ISO | Not Provided by ISO | Not Provided by ISO | Not Provided by ISO
MISO | H020 | 2008-04-30 | Wind | 200 | Iowa | Webster County | Withdrawn/not Started | ITC Midwest | Boone Substation | Boone (SubstationID: 19597) | Webster County - H020 | 69065 | Not Provided by ISO | Not Provided by ISO | Not Provided by ISO | Not Provided by ISO | Not Provided by ISO
MISO | H021 | 2008-05-01 | Wind | 138.6 | Iowa | Grundy County | Done/in Service | ITC Midwest | Wellsburg 115kV Substation | Wellsburg (SubstationID: 21606) | Wellsburg | 37383 | Not Provided by ISO | Not Provided by ISO | Not Provided by ISO | Not Provided by ISO | Not Provided by ISO
MISO | H026 | 2008-05-14 | Wind | 150 | Indiana | Tippecanoe County | Withdrawn/not Started | Duke Energy Corporation | Cayuga - Frankfort 230kV | Frankfort (SubstationID: 13993) | Tippecanoe County - H026 | 69069 | Not Provided by ISO | Not Provided by ISO | Not Provided by ISO | Not Provided by ISO | Not Provided by ISO
MISO | H027 | 2008-05-14 | Wind | 200 | Indiana | Boone County | Withdrawn/not Started | Duke Energy Corporation | Cayuga - Nucor 345 kV | Cayuga Station (SubstationID: 16785) - Nucor Steel (SubstationID: 27030) | Boone County - H027 | 69070 | Not Provided by ISO | Not Provided by ISO | Not Provided by ISO | Not Provided by ISO | Not Provided by ISO
MISO | H024 | 2008-05-14 | Wind | 48 | Wisconsin | Columbia County | Withdrawn/not Started | American Transmission Co. LLC | Poynette - Deforest 69kV | Poynette (SubstationID: 72433) | Columbia County - H024 | 69067 | Not Provided by ISO | Not Provided by ISO | Not Provided by ISO | Not Provided by ISO | Not Provided by ISO
MISO | H028 | 2008-05-15 | Wind | 299 | Minnesota | Olmsted County | Withdrawn/not Started | Northern States Power (Xcel Energy) | Eyota Twp, MN, Section 106, Range 12 | Eyota (SubstationID: 71810) | Olmsted County - H028 | 69071 | Not Provided by ISO | Not Provided by ISO | Not Provided by ISO | Not Provided by ISO | Not Provided by ISO
MISO | H031 | 2008-05-20 | Wind | 160 | Minnesota | Wilkin County | Withdrawn/not Started | Otter Tail Power Company | OTP Fergus Fall - Wahpeton 230 kV | Fergus Falls (SubstationID: 71823) | Wilkin County - H031 | 69073 | Not Provided by ISO | Not Provided by ISO | Not Provided by ISO | Not Provided by ISO | Not Provided by ISO
MISO | H032 | 2008-05-20 | Wind | 180 | Minnesota | Polk County | Withdrawn/not Started | Otter Tail Power Company | Winger - Maple River 230 kV | Maple River (SubstationID: 31394) - Winger (SubstationID: 10943) | Polk County - H032 | 69074 | Not Provided by ISO | Not Provided by ISO | Not Provided by ISO | Not Provided by ISO | Not Provided by ISO
MISO | H033 | 2008-05-21 | Wind | 300 | Minnesota | Kandiyohi County | Withdrawn/not Started | Northern States Power (Xcel Energy) | Wilmar - Paynesville 230 kV | Paynesville (SubstationID: 13398) | Kandiyohi County - H033 | 69075 | Not Provided by ISO | Not Provided by ISO | Not Provided by ISO | Not Provided by ISO | Not Provided by ISO
MISO | H036 | 2008-05-27 | Wind | 30 | Wisconsin | Columbia County | Withdrawn/not Started | American Transmission Co. LLC | Friesland Substation 138kV bus | Friesland Acec (Friesland) (SubstationID: 23412) | Columbia County - H036 | 69076 | Not Provided by ISO | Not Provided by ISO | Not Provided by ISO | Not Provided by ISO | Not Provided by ISO
MISO | H038 | 2008-06-03 | Wind | 200 | Missouri | Putnam County | Withdrawn/not Started | Ameren Missouri | Approx. 20 miles N of Adair Sbstn on Ameren's 161 kV transm. System in Schuyler Cty, MO | Adair (SubstationID: 36830) | Putnam County - H038 | 69077 | Not Provided by ISO | Not Provided by ISO | Not Provided by ISO | Not Provided by ISO | Not Provided by ISO
MISO | H039 | 2008-06-06 | Wind | 71 | Iowa | Tama County | Withdrawn/not Started | ITC Midwest | Toledo - Marshalltown 115 kV | Marshalltown (SubstationID: 13031) - Toledo Transmission (SubstationID: 33177) | Tama County - H039 | 69078 | Not Provided by ISO | Not Provided by ISO | Not Provided by ISO | Not Provided by ISO | Not Provided by ISO
MISO | H040 | 2008-06-09 | Wind | 81 | Iowa | Obrien County | Withdrawn/not Started | ITC Midwest | Primghar Substation |  | O'Brien County - H040 | 69079 | Not Provided by ISO | Not Provided by ISO | Not Provided by ISO | Not Provided by ISO | Not Provided by ISO
MISO | H042 | 2008-06-12 | Wind | 50 | Minnesota | Waseca County | Withdrawn/not Started | Great River Energy | St. Olaf Lake 69 kV 3 way junction |  | Waseca County - H042 | 69081 | Not Provided by ISO | Not Provided by ISO | Not Provided by ISO | Not Provided by ISO | Not Provided by ISO
MISO | H043 | 2008-06-12 | Wind | 50 | Minnesota | Martin County | Withdrawn/not Started | ITC Midwest | ITC Midwest Truman 69 kV Substation | Truman (SubstationID: 72687) | Martin County - H043 | 69082 | Not Provided by ISO | Not Provided by ISO | Not Provided by ISO | Not Provided by ISO | Not Provided by ISO
MISO | H044 | 2008-06-12 | Wind | 75 | Minnesota | Watonwan County | Withdrawn/not Started | ITC Midwest | ITC Midwest Madelia 69 kV Subsation | Madelia (SubstationID: 18460) | Watonwan County - H044 | 69083 | Not Provided by ISO | Not Provided by ISO | Not Provided by ISO | Not Provided by ISO | Not Provided by ISO
MISO | H045 | 2008-06-12 | Wind | 50 | Minnesota | Cottonwood County | Withdrawn/not Started | ITC Midwest | ITC Midwest Mountain Lake 69 kV Substation | Mountain Lake (SubstationID: 19510) | Cottonwood County - H045 | 69084 | Not Provided by ISO | Not Provided by ISO | Not Provided by ISO | Not Provided by ISO | Not Provided by ISO
MISO | H046 | 2008-06-12 | Wind | 100 | Minnesota | Jackson County | Withdrawn/not Started | ITC Midwest | Heron Lake, MN 161 kV substation | Heron Lake (SubstationID: 19454) | Jackson County - H046 | 69085 | Not Provided by ISO | Not Provided by ISO | Not Provided by ISO | Not Provided by ISO | Not Provided by ISO
MISO | H047 | 2008-06-12 | Wind | 35 | Minnesota | Steele County | Withdrawn/not Started | ITC Midwest | ITC Midwest Medford Junction 69 kV Substation | Medford (SubstationID: 37985) | Steele County - H047 | 69086 | Not Provided by ISO | Not Provided by ISO | Not Provided by ISO | Not Provided by ISO | Not Provided by ISO
MISO | H048 | 2008-06-12 | Wind | 50 | Minnesota | Stearns County | Withdrawn/withdrawn | Northern States Power (Xcel Energy) | Xcel Paynesville 69 kV Substation | Paynesville (SubstationID: 13398) | Stearns County - H048 | 69087 | Not Provided by ISO | Not Provided by ISO | Not Provided by ISO | Not Provided by ISO | Not Provided by ISO
MISO | H049 | 2008-06-12 | Wind | 45 | Minnesota | Stearns County | Withdrawn/not Started | Northern States Power (Xcel Energy) | GRE Albany 69 kV Substation | Albany (SubstationID: 36879) | Stearns County - H049 | 69088 | Not Provided by ISO | Not Provided by ISO | Not Provided by ISO | Not Provided by ISO | Not Provided by ISO
MISO | H050 | 2008-06-12 | Wind | 200 | Minnesota | Meeker County | Withdrawn/not Started | Northern States Power (Xcel Energy) | GRE Big Swan 115 kV Substation | Big Swan (SubstationID: 46812) | Meeker County - H050 | 69089 | Not Provided by ISO | Not Provided by ISO | Not Provided by ISO | Not Provided by ISO | Not Provided by ISO
MISO | H051 | 2008-06-12 | Wind | 40 | Minnesota | Redwood County | Withdrawn/not Started | ITC Midwest | ITC Midwest Lamberton 69kV Substation | Lamberton (SubstationID: 72096) | Redwood County - H051 | 69090 | Not Provided by ISO | Not Provided by ISO | Not Provided by ISO | Not Provided by ISO | Not Provided by ISO
MISO | H052 | 2008-06-12 | Wind | 50 | Minnesota | Brown County | Withdrawn/not Started | Great River Energy | Dotson, MN 69 kV substation | Dotson (SubstationID: 71750) | Brown County - H052 | 69091 | Not Provided by ISO | Not Provided by ISO | Not Provided by ISO | Not Provided by ISO | Not Provided by ISO
MISO | H053 | 2008-06-12 | Wind | 50 | Minnesota | Waseca County | Withdrawn/not Started | Northern States Power (Xcel Energy) | SMMPA 69kV Loon Lake Substation | Loon Lake (SubstationID: 31279) | Waseca County - H053 | 69092 | Not Provided by ISO | Not Provided by ISO | Not Provided by ISO | Not Provided by ISO | Not Provided by ISO
MISO | H054 | 2008-06-12 | Wind | 40 | Minnesota | Redwood County | Withdrawn/not Started | Northern States Power (Xcel Energy) | Xcel Morgan 69 kV Substation | Morgan (SubstationID: 38477) | Redwood County - H054 | 69093 | Not Provided by ISO | Not Provided by ISO | Not Provided by ISO | Not Provided by ISO | Not Provided by ISO
MISO | H055 | 2008-06-12 | Wind | 40 | Minnesota | Redwood County | Withdrawn/not Started | Northern States Power (Xcel Energy) | Sheridan 69 kV Substation |  | Redwood County - H055 | 69094 | Not Provided by ISO | Not Provided by ISO | Not Provided by ISO | Not Provided by ISO | Not Provided by ISO
MISO | H056 | 2008-06-12 | Wind | 40 | Minnesota | Rice County | Withdrawn/not Started | Northern States Power (Xcel Energy) | Walcott 69 kV Substation |  | Rice County - H056 | 69095 | Not Provided by ISO | Not Provided by ISO | Not Provided by ISO | Not Provided by ISO | Not Provided by ISO
MISO | H057 | 2008-06-12 | Wind | 40 | Minnesota | Jackson County | Withdrawn/not Started | ITC Midwest | ITC Midwest Wilder Junction 69kV Substation | Junction (SubstationID: 18528) | Jackson County - H057 | 69096 | Not Provided by ISO | Not Provided by ISO | Not Provided by ISO | Not Provided by ISO | Not Provided by ISO
MISO | H058 | 2008-06-12 | Wind | 45 | Minnesota | Stearns County | Withdrawn/withdrawn | Northern States Power (Xcel Energy) | Xcel Paynesville 69kV Substation | Paynesville (SubstationID: 13398) | Stearns County - H058 | 69097 | Not Provided by ISO | Not Provided by ISO | Not Provided by ISO | Not Provided by ISO | Not Provided by ISO
MISO | H059 | 2008-06-12 | Wind | 40 | Minnesota | Nobles County | Withdrawn/not Started | ITC Midwest | 69kV 3 way switch at the Worthington, 2.5 miles South of Elk substation |  | Nobles County - H059 | 69098 | Not Provided by ISO | Not Provided by ISO | Not Provided by ISO | Not Provided by ISO | Not Provided by ISO
MISO | H060 | 2008-06-16 | Wind | 270 | Minnesota | Jackson County | Withdrawn/not Started | Missouri River Energy Services (MRES) | Jackson - Minowa 161 kV |  | Jackson County - H060 | 69099 | Not Provided by ISO | Not Provided by ISO | Not Provided by ISO | Not Provided by ISO | Not Provided by ISO
MISO | H061 | 2008-06-16 | Wind | 39 | Minnesota | Goodhue County | Done/withdrawn | Great River Energy | Vasa 69 kV substation |  | Goodhue County - H061 | 69100 | Not Provided by ISO | Not Provided by ISO | Not Provided by ISO | Not Provided by ISO | Not Provided by ISO
MISO | H062 | 2008-06-16 | Wind | 39 | Minnesota | Goodhue County | Done/withdrawn | Great River Energy | Goodhue 69 kV Substation |  | Goodhue County - H062 | 69101 | Not Provided by ISO | Not Provided by ISO | Not Provided by ISO | Not Provided by ISO | Not Provided by ISO
MISO | H063 | 2008-06-16 | Wind | 40 | Minnesota | Mcleod County | Withdrawn/not Started | Great River Energy | GRE Glenco - Helen 69 kV |  | McLeod County - H063 | 69102 | Not Provided by ISO | Not Provided by ISO | Not Provided by ISO | Not Provided by ISO | Not Provided by ISO
MISO | H064 | 2008-06-16 | Wind | 39 | Minnesota | Sibley County | Withdrawn/not Started | Northern States Power (Xcel Energy) | Crystal Foods Substation 69 kV | Crystal Foods (SubstationID: 39893) | Sibley County - H064 | 69103 | Not Provided by ISO | Not Provided by ISO | Not Provided by ISO | Not Provided by ISO | Not Provided by ISO
MISO | H065 | 2008-06-16 | Wind | 40 | Minnesota | Renville County | Withdrawn/not Started | Northern States Power (Xcel Energy) | Xel Bird Island 69kV Substation | Bird Island (SubstationID: 38203) | Renville County - H065 | 69104 | Not Provided by ISO | Not Provided by ISO | Not Provided by ISO | Not Provided by ISO | Not Provided by ISO
MISO | H066 | 2008-06-17 | Wind | 70 | Minnesota | Rice County | Withdrawn/not Started | ITC Midwest | Montgomery - Waseca Junction 69 kV | Montgomery Peaker (SubstationID: 19508) - Waseca Junction (SubstationID: 19465) | Rice County - H066 | 69105 | Not Provided by ISO | Not Provided by ISO | Not Provided by ISO | Not Provided by ISO | Not Provided by ISO
MISO | H067 | 2008-06-17 | Wind | 40 | Minnesota | Kandiyohi County | Done/withdrawn | Northern States Power (Xcel Energy) | GRE Atwater 69 kV Substation | Atwater (SubstationID: 37580) | Kandiyohi County - H067 | 69106 | Not Provided by ISO | Not Provided by ISO | Not Provided by ISO | Not Provided by ISO | Not Provided by ISO
MISO | H068 | 2008-06-17 | Wind | 40 | Minnesota | Rice County | Withdrawn/not Started | Great River Energy | French Lake substation Shieldsville Twp | French Lake (SubstationID: 71848) | Rice County - H068 | 69107 | Not Provided by ISO | Not Provided by ISO | Not Provided by ISO | Not Provided by ISO | Not Provided by ISO
MISO | H069 | 2008-06-17 | Wind | 55 | Minnesota | Waseca County | Withdrawn/not Started | Northern States Power (Xcel Energy) | Waseca 69 kV sub | Waseca Junction (SubstationID: 19465) | Waseca County - H069 | 69108 | Not Provided by ISO | Not Provided by ISO | Not Provided by ISO | Not Provided by ISO | Not Provided by ISO
MISO | H070 | 2008-06-17 | Wind | 85 | Minnesota | Renville County | Withdrawn/not Started | Northern States Power (Xcel Energy) | Xcel Bird Island 69 kV Substation | Bird Island (SubstationID: 38203) | Renville County - H070 | 69109 | Not Provided by ISO | Not Provided by ISO | Not Provided by ISO | Not Provided by ISO | Not Provided by ISO
MISO | H072 | 2008-06-18 | Wind | 200 | Minnesota | Mcleod County | Withdrawn/not Started | -- No Company -- | Glencoe Municipal substation 115 kV |  | McLeod County - H072 | 69110 | Not Provided by ISO | Not Provided by ISO | Not Provided by ISO | Not Provided by ISO | Not Provided by ISO
MISO | H073 | 2008-06-18 | Wind | 100 | Minnesota | Douglas County | Withdrawn/not Started | Otter Tail Power Company | Alexandria 115 kV Substation | Alexandria (SubstationID: 18253) | Douglas County - H073 | 69111 | Not Provided by ISO | Not Provided by ISO | Not Provided by ISO | Not Provided by ISO | Not Provided by ISO
MISO | H074 | 2008-06-18 | Wind | 47.5 | Minnesota | Goodhue County | Withdrawn/not Started | Northern States Power (Xcel Energy) | Goodhue 69kV Substation |  | Goodhue County - H074 | 69112 | Not Provided by ISO | Not Provided by ISO | Not Provided by ISO | Not Provided by ISO | Not Provided by ISO
MISO | H075 | 2008-06-19 | Wind | 43.2 | Michigan | Oceana County | Done/withdrawn | Michigan Electric Transmission Company, LLC | METC Redwood Substation | Redwood (SubstationID: 19938) | Oceana County - H075 | 69113 | Not Provided by ISO | Not Provided by ISO | Not Provided by ISO | Not Provided by ISO | Not Provided by ISO
MISO | H076 | 2008-06-19 | Wind | 74 | Michigan | Allegan County | Withdrawn/not Started | ITC Transmission | near Consumers 138 kV sub 20 mi. west of Agrenta sub on 138 kV line | Gaylord - Consumers (SubstationID: 18724) | Allegan County - H076 | 69114 | Not Provided by ISO | Not Provided by ISO | Not Provided by ISO | Not Provided by ISO | Not Provided by ISO
MISO | H077 | 2008-06-20 | Wind | 250 | Iowa | Kossuth County | Withdrawn/not Started | ITC Midwest | Winnebago - Winco 161 kV |  | Kossuth County - H077 | 69115 | Not Provided by ISO | Not Provided by ISO | Not Provided by ISO | Not Provided by ISO | Not Provided by ISO
MISO | H078 | 2008-06-20 | Wind | 121 | Iowa | Marshall County | Done/in Service | ITC Midwest | new 161 kV substation near Laurel, IA approx b/t Marshalltown & Jasper | Laurel (SubstationID: 19935) | Laurel | 18387 | Not Provided by ISO | Not Provided by ISO | Not Provided by ISO | Not Provided by ISO | Not Provided by ISO
MISO | H079 | 2008-06-23 | Wind | 200 | Illinois | Adams County | Withdrawn/not Started | Ameren Illinois | 138kV line approx. 4 miles sw of Liberty, IL |  | Adams County - H079 | 69116 | Not Provided by ISO | Not Provided by ISO | Not Provided by ISO | Not Provided by ISO | Not Provided by ISO
MISO | H080 | 2008-06-24 | Wind | 200 | Illinois | Carroll County | Withdrawn/not Started | ITC Midwest | 161 kV line, approx 4 miles south of Savanna | Savanna (SubstationID: 32593) | Carroll County - H080 | 69117 | Not Provided by ISO | Not Provided by ISO | Not Provided by ISO | Not Provided by ISO | Not Provided by ISO
MISO | H081 | 2008-06-24 | Wind | 201 | Minnesota | Lyon County | Done/in Service | Northern States Power (Xcel Energy) | Brookings County - Lyon County 345kV | Brookings County (SubstationID: 29284) - Lyon County (SubstationID: 519) | Red Pine | 30078 | Not Provided by ISO | Not Provided by ISO | Not Provided by ISO | Not Provided by ISO | Not Provided by ISO
MISO | H082 | 2008-06-30 | Wind | 500 | North Dakota | Oliver County | Withdrawn/not Started | Otter Tail Power Company | OTP Center 345 kV Substation | Center (SubstationID: 1125) | Oliver County - H082 | 69118 | Not Provided by ISO | Not Provided by ISO | Not Provided by ISO | Not Provided by ISO | Not Provided by ISO
MISO | H083 | 2008-06-30 | Wind | 200 | Minnesota | Lyon County | Withdrawn/not Started | Northern States Power (Xcel Energy) | Lyon County 345kV Substation | Lyon County (SubstationID: 519) | Lyon County - H083 | 69119 | Not Provided by ISO | Not Provided by ISO | Not Provided by ISO | Not Provided by ISO | Not Provided by ISO
MISO | H084 | 2008-07-03 | Wind | 200 | North Dakota | Mclean County | Withdrawn/not Started | Great River Energy | GRE McHenry - Stanton Line 230 kV | McHenry (SubstationID: 19635) - Stanton (SubstationID: 11738) | McLean County - H084 | 69120 | Not Provided by ISO | Not Provided by ISO | Not Provided by ISO | Not Provided by ISO | Not Provided by ISO
MISO | H085 | 2008-07-03 | Wind | 200 | Iowa | Marshall County | Withdrawn/not Started | ITC Midwest | ITC 161kV approx 8 miles south of Marshalltown Sub | Marshalltown (SubstationID: 13031) | Marshall County - H085 | 69121 | Not Provided by ISO | Not Provided by ISO | Not Provided by ISO | Not Provided by ISO | Not Provided by ISO
MISO | H086 | 2008-07-09 | Wind | 299.2 | Missouri | Monroe County | Withdrawn/not Started | Ameren Missouri | 10 miles N of Spencer Creek sub |  | Monroe County - H086 | 69122 | Not Provided by ISO | Not Provided by ISO | Not Provided by ISO | Not Provided by ISO | Not Provided by ISO
MISO | H087 | 2008-07-10 | Wind | 300 | Indiana | Porter County | Withdrawn/not Started | Northern Indiana Public Service Company | Schafer Gen - Tower Rd 345kV | Schahfer Gen. Station (SubstationID: 32600) - Tower Road (SubstationID: 33191) | Porter County - H087 | 69123 | Not Provided by ISO | Not Provided by ISO | Not Provided by ISO | Not Provided by ISO | Not Provided by ISO
MISO | H088 | 2008-07-15 | Wind | 150 | North Dakota | Sargent County | Withdrawn/not Started | Otter Tail Power Company | OTP Forman 230kV Substation | Forman (Otter Tail) (SubstationID: 34412) | Sargent County - H088 | 69124 | Not Provided by ISO | Not Provided by ISO | Not Provided by ISO | Not Provided by ISO | Not Provided by ISO
MISO | H089 | 2008-07-15 | Wind | 200 | Illinois | Carroll County | Withdrawn/not Started | Ameren Illinois | 161 kVline approx. 9 miles south of Savanna |  | Carroll County - H089 | 69125 | Not Provided by ISO | Not Provided by ISO | Not Provided by ISO | Not Provided by ISO | Not Provided by ISO
MISO | H090 | 2008-07-16 | Wind | 60 | Wisconsin | Calumet County | Withdrawn/not Started | Wisconsin Electric Power Company | Forest Junction - Tecumseh Rd 138 kV | Tecumseh Road (SubstationID: 23577) | Calumet County - H090 | 69126 | Not Provided by ISO | Not Provided by ISO | Not Provided by ISO | Not Provided by ISO | Not Provided by ISO
MISO | H091 | 2008-07-24 | Wind | 101 | Ohio | Trumbull County | Withdrawn/not Started | -- No Company -- | Ohio Edison 138kV Cortland Substation |  | Trumbull County - H091 | 69127 | Not Provided by ISO | Not Provided by ISO | Not Provided by ISO | Not Provided by ISO | Not Provided by ISO
MISO | H094 | 2008-07-28 | Wind | 99 | Illinois | Vermilion County | Done/in Service | Ameren Illinois | 22 N Range: 12 West/1/50 miles west of Rossville, IL/138kV line | Hoopeston (SubstationID: 20093) | Hoopeston | 23945 | Not Provided by ISO | Not Provided by ISO | Not Provided by ISO | Not Provided by ISO | Not Provided by ISO
MISO | H097 | 2008-08-04 | Wind | 120.6 | Iowa | Boone County | Withdrawn/not Started | ITC Midwest | NE Ankeny - Perry 161kV | Ankeny (SubstationID: 28895) - Perry (SubstationID: 32132) | Boone County - H097 | 69129 | Not Provided by ISO | Not Provided by ISO | Not Provided by ISO | Not Provided by ISO | Not Provided by ISO
MISO | H095 | 2008-08-04 | Wind | 550 | South Dakota | Roberts County | Withdrawn/not Started | Otter Tail Power Company | Invenergy's Hurricane Lake Wind Energy Center (MISO G699) proposed substation which will tap Big Stone-Hankinson 230kV |  | Roberts County - H095 | 69128 | Not Provided by ISO | Not Provided by ISO | Not Provided by ISO | Not Provided by ISO | Not Provided by ISO
MISO | H098 | 2008-08-13 | Wind | 200 | Iowa | Jackson County | Withdrawn/not Started | ITC Midwest | ITC Midwest Dubuque - Quad Cities 345kV | Dubuque (SubstationID: 14034) - Quad (SubstationID: 50334) | Jackson County - H098 | 69130 | Not Provided by ISO | Not Provided by ISO | Not Provided by ISO | Not Provided by ISO | Not Provided by ISO
MISO | H099 | 2008-08-14 | Wind | 150 | Minnesota | Clay County | Withdrawn/not Started | Otter Tail Power Company | OTP Sheyenne - Audubon 230 kV | Audobon (SubstationID: 46787) | Clay County - H099 | 69131 | Not Provided by ISO | Not Provided by ISO | Not Provided by ISO | Not Provided by ISO | Not Provided by ISO
MISO | H100 | 2008-08-19 | Wind | 200 | Illinois | Vermilion County | Done/in Service | Ameren Illinois | Vermillion 138kV substation | Vermilion (SubstationID: 19918) | California Ridge | 8990 | Not Provided by ISO | Not Provided by ISO | Not Provided by ISO | Not Provided by ISO | Not Provided by ISO
MISO | J001 | 2008-10-17 | Wind | 150 | Minnesota | Clay County | Withdrawn/not Started | Otter Tail Power Company | Sheyenne - Audubon 230 kV | Audobon (SubstationID: 46787) | Clay County - J001 | 69136 | Not Provided by ISO | Not Provided by ISO | Not Provided by ISO | Not Provided by ISO | Not Provided by ISO
MISO | J002 | 2008-10-22 | Wind | 100 | Illinois | Ford County | Withdrawn/not Started | Ameren Illinois | T23N R7E approximately two Miles EAST of the Gibson City South Substation on the Gibson City ?Paxton 138 kV line |  | Ford County - J002 | 69137 | Not Provided by ISO | Not Provided by ISO | Not Provided by ISO | Not Provided by ISO | Not Provided by ISO
MISO | J003 | 2008-10-22 | Wind | 20 | North Dakota | Bowman County | Done/in Service | Montana-Dakota Utilities Company | 132N, 105W, Section 23 NE 1/4 |  | Cedar Hills | 21368 | Not Provided by ISO | Not Provided by ISO | Not Provided by ISO | Not Provided by ISO | Not Provided by ISO
MISO | J004 | 2008-10-22 | Wind | 200 | Indiana | Montgomery County | Withdrawn/not Started | Duke Energy Corporation | 230kV line, approx 3 miles south of Whitesville |  | Montgomery County - J004 | 69138 | Not Provided by ISO | Not Provided by ISO | Not Provided by ISO | Not Provided by ISO | Not Provided by ISO
MISO | J005 | 2008-10-24 | Wind | 17.5 | Minnesota | Todd County | Withdrawn/not Started | Minnesota Power (Allete, Inc.) | R34WT133N, Section 7, Bartlett Twp |  | Todd County - J005 | 69139 | Not Provided by ISO | Not Provided by ISO | Not Provided by ISO | Not Provided by ISO | Not Provided by ISO
MISO | J006 | 2008-10-29 | Wind | 25 | Minnesota | Nicollet County | Withdrawn/not Started | Northern States Power (Xcel Energy) | Ft. Ridgely - Lafayette 69kV | Fort Ridgley (SubstationID: 30267) - Lafayette (SubstationID: 36565) | Nicollet County - J006 | 69140 | Not Provided by ISO | Not Provided by ISO | Not Provided by ISO | Not Provided by ISO | Not Provided by ISO
MISO | J007 | 2008-10-31 | Wind | 250 | Iowa | Osceola County | Withdrawn/not Started | ITC Midwest | ITC Midwest Lakefield Junction - Raun 345 kV | Lakefield Junction (SubstationID: 13005) - Raun (SubstationID: 32357) | Osceola County - J007 | 69141 | Not Provided by ISO | Not Provided by ISO | Not Provided by ISO | Not Provided by ISO | Not Provided by ISO
MISO | J008 | 2008-10-31 | Wind | 150 | Illinois | Knox County | Withdrawn/not Started | Ameren Illinois | Ameren Galesburg Substation | Galesburg (Ameren) (SubstationID: 22927) | Knox County - J008 | 69142 | Not Provided by ISO | Not Provided by ISO | Not Provided by ISO | Not Provided by ISO | Not Provided by ISO
MISO | J009 | 2008-12-18 | Wind | 250 | Iowa | Clinton County | Withdrawn/not Started | ITC Midwest | Rock Creek - Salem 345 kV | Rock Creek (SubstationID: 32464) - Salem (SubstationID: 20684) | Clinton County - J009 | 69143 | Not Provided by ISO | Not Provided by ISO | Not Provided by ISO | Not Provided by ISO | Not Provided by ISO
MISO | J011 | 2009-01-05 | Wind | 150 | Indiana | Laporte County | Withdrawn/not Started | Northern Indiana Public Service Company | NIPSCO Burr Oak - Schahfer 345 kV | Burr Oak (SubstationID: 14003) - Schahfer Gen. Station (SubstationID: 32600) | LaPorte County - J011 | 69144 | Not Provided by ISO | Not Provided by ISO | Not Provided by ISO | Not Provided by ISO | Not Provided by ISO
MISO | J013 | 2009-01-06 | Wind | 200 | North Dakota | Stutsman County | Withdrawn/not Started | Otter Tail Power Company | OTP Jamestown 115 kV Substation | Jamestown (Ottertail) (SubstationID: 21458) | Stutsman County - J013 | 69145 | Not Provided by ISO | Not Provided by ISO | Not Provided by ISO | Not Provided by ISO | Not Provided by ISO
MISO | J014 | 2009-01-06 | Wind | 100 | Minnesota | Stearns County | Withdrawn/not Started | Northern States Power (Xcel Energy) | Xcel Energy's Paynesville 115 kV substation | Paynesville (SubstationID: 13398) | Stearns County - J014 | 69146 | Not Provided by ISO | Not Provided by ISO | Not Provided by ISO | Not Provided by ISO | Not Provided by ISO
MISO | J015 | 2009-01-06 | Wind | 100 | Minnesota | Goodhue County | Withdrawn/not Started | Northern States Power (Xcel Energy) | Xcel Energy Zumbrota 69 kV substation | Zumbrota (SubstationID: 37800) | Goodhue County - J015 | 69147 | Not Provided by ISO | Not Provided by ISO | Not Provided by ISO | Not Provided by ISO | Not Provided by ISO
MISO | J016 | 2009-01-06 | Wind | 200 | Minnesota | Steele County | Withdrawn/not Started | SMMPA | SMMPA W. Faribault - Owatonna 115kV | Faribault (SubstationID: 19433) - Owatonna (SubstationID: 18565) | Steele County - J016 | 69148 | Not Provided by ISO | Not Provided by ISO | Not Provided by ISO | Not Provided by ISO | Not Provided by ISO
MISO | J017 | 2009-01-06 | Wind | 200 | Minnesota | Stearns County | Withdrawn/not Started | Northern States Power (Xcel Energy) | Xcel Wakefield 115 kV Substation | Wakefield (SubstationID: 33375) | Stearns County - J017 | 69149 | Not Provided by ISO | Not Provided by ISO | Not Provided by ISO | Not Provided by ISO | Not Provided by ISO
MISO | J018 | 2009-01-06 | Wind | 100 | North Dakota | Bowman County | Withdrawn/not Started | Montana-Dakota Utilities Company | MDU Rhame - Bowman 230 kV | Bowman (SubstationID: 46918) - Rhame (SubstationID: 21379) | Bowman County - J018 | 69150 | Not Provided by ISO | Not Provided by ISO | Not Provided by ISO | Not Provided by ISO | Not Provided by ISO
MISO | J019 | 2009-01-06 | Wind | 100 | Minnesota | Douglas County | Withdrawn/not Started | Otter Tail Power Company | OTP 115 kV Douglas Co. substation | Douglas County (SubstationID: 29914) | Douglas County - J019 | 69151 | Not Provided by ISO | Not Provided by ISO | Not Provided by ISO | Not Provided by ISO | Not Provided by ISO
MISO | R56 | 2009-01-06 | Wind | 150 | Iowa | Audubon County | Withdrawn/not Started | MidAmerican Energy Company | Council Bluffs - Grimes 345 kV | Council Bluffs (SubstationID: 11773) - Grimes (SubstationID: 19664) | Audubon County - R56 | 69610 | Not Provided by ISO | Not Provided by ISO | Not Provided by ISO | Not Provided by ISO | Not Provided by ISO
MISO | J024 | 2009-02-05 | Wind | 201 | Minnesota | Freeborn County | Withdrawn/not Started | ITC Midwest | ITC Midwest Hayward substation | Hayward (SubstationID: 13027) | Freeborn County - J024 | 69152 | Not Provided by ISO | Not Provided by ISO | Not Provided by ISO | Not Provided by ISO | Not Provided by ISO
MISO | J136 | 2009-02-05 | Wind | 40 | Minnesota | Fillmore County | Withdrawn/not Started | -- No Company -- | Harmony 69 kV line | Harmony (SubstationID: 11193) | Fillmore County - J136 | 69225 | Not Provided by ISO | Not Provided by ISO | Not Provided by ISO | Not Provided by ISO | Not Provided by ISO
MISO | J137 | 2009-02-09 | Wind | 100 | Minnesota | Mower County | Withdrawn/not Started | -- No Company -- | East Austin Switching Station |  | Mower County - J137 | 69226 | Not Provided by ISO | Not Provided by ISO | Not Provided by ISO | Not Provided by ISO | Not Provided by ISO
MISO | G966 | 2009-02-20 | Wind | 100 | Illinois | Ford County | Withdrawn/not Started | Ameren Illinois | East Paxton 138kV substation | Paxton East (SubstationID: 20087) | Ford County - G966 | 69027 | Not Provided by ISO | Not Provided by ISO | Not Provided by ISO | Not Provided by ISO | Not Provided by ISO
MISO | G905 | 2009-02-23 | Wind | 200 | Michigan | Gratiot County | Done/in Service | Michigan Electric Transmission Company, LLC | Begole - Tittabawassee 138kV | Regal (SubstationID: 13021) | Gratiot County Wind Project | 14954 | Not Provided by ISO | Not Provided by ISO | Not Provided by ISO | Not Provided by ISO | Not Provided by ISO
MISO | J026 | 2009-03-02 | Wind | 50 | Minnesota | Mower County | Withdrawn/not Started | ITC Midwest | Adams 161 kV Substation | Adams (SubstationID: 956) | Mower County - J026 | 41142 | Not Provided by ISO | Not Provided by ISO | Not Provided by ISO | Not Provided by ISO | Not Provided by ISO
MISO | J027 | 2009-03-04 | Wind | 48.3 | Minnesota | Kandiyohi County | Withdrawn/not Started | Great River Energy | Willmar - Sunburg 69 kV | Willmar Plant (SubstationID: 18225) | Kandiyohi County - J027 | 69153 | Not Provided by ISO | Not Provided by ISO | Not Provided by ISO | Not Provided by ISO | Not Provided by ISO
MISO | G978 | 2009-03-06 | Wind | 100 | Illinois | Douglas County | Withdrawn/not Started | Ameren Illinois | Sydney - Murdock 138 kV | Murdock (SubstationID: 22981) - Sidney (SubstationID: 14002) | Douglas County - G978 | 69036 | Not Provided by ISO | Not Provided by ISO | Not Provided by ISO | Not Provided by ISO | Not Provided by ISO
MISO | G979 | 2009-03-06 | Wind | 100 | Illinois | Edgar County | Withdrawn/not Started | Ameren Illinois | Sydney - Kansas 345 kV | Kansas (SubstationID: 13988) - Sidney (SubstationID: 14002) | Edgar County - G979 | 69037 | Not Provided by ISO | Not Provided by ISO | Not Provided by ISO | Not Provided by ISO | Not Provided by ISO
MISO | J028 | 2009-03-09 | Wind | 200 | Indiana | Tippecanoe County | Done/withdrawn | Duke Energy Corporation | Attica - Lafayette 230 kV | Attica (SubstationID: 27040) - Lafayette (SubstationID: 27050) | Tippecanoe County - J028 | 69154 | Not Provided by ISO | Not Provided by ISO | Not Provided by ISO | Not Provided by ISO | Not Provided by ISO
MISO | J029 | 2009-03-11 | Wind | 102 | Iowa | Howard County | Withdrawn/not Started | ITC Midwest | Adams Substation | Adams (SubstationID: 956) | Howard County - J029 | 69155 | Not Provided by ISO | Not Provided by ISO | Not Provided by ISO | Not Provided by ISO | Not Provided by ISO
MISO | J030 | 2009-03-11 | Wind | 198 | Iowa | Howard County | Done/withdrawn | ITC Midwest | Adams Substation | Adams (SubstationID: 956) | Pioneer Prairie I | 1736 | Not Provided by ISO | Not Provided by ISO | Not Provided by ISO | Not Provided by ISO | Not Provided by ISO
MISO | J030 | 2009-03-11 | Wind | 198 | Iowa | Howard County | Done/withdrawn | ITC Midwest | Adams Substation | Adams (SubstationID: 956) - Pioneer Prairie II (SubstationID: 13429) | Pioneer Prairie II | 6186 | Not Provided by ISO | Not Provided by ISO | Not Provided by ISO | Not Provided by ISO | Not Provided by ISO
MISO | J031 | 2009-03-11 | Wind | 250 | North Dakota | Stutsman County | Withdrawn/not Started | Otter Tail Power Company | OTP Jamestown 345 kV Substation | Jamestown (Ottertail) (SubstationID: 21458) | Stutsman County - J031 | 69156 | Not Provided by ISO | Not Provided by ISO | Not Provided by ISO | Not Provided by ISO | Not Provided by ISO
MISO | J032 | 2009-03-11 | Wind | 4.94 | Minnesota | Watonwan County | Withdrawn/not Started | Northern States Power (Xcel Energy) | Sveadahl - Butterfield 69kV | Butterfield (SubstationID: 38755) - Sveadahl (SubstationID: 72641) | Watonwan County Wind - J032 | 41138 | Not Provided by ISO | Not Provided by ISO | Not Provided by ISO | Not Provided by ISO | Not Provided by ISO
MISO | J033 | 2009-03-11 | Wind | 4.94 | Minnesota | Cottonwood County | Done/withdrawn | ITC Midwest | 1 pole north of sub, Alliant 69 kV line |  | Cottonwood County - J033 | 69157 | Not Provided by ISO | Not Provided by ISO | Not Provided by ISO | Not Provided by ISO | Not Provided by ISO
MISO | J034 | 2009-03-12 | Wind | 175 | Illinois | Logan County | Withdrawn/withdrawn | Ameren Illinois | Fogarty 138 kV Substation | Fogarty (Kickapoo Tap) (SubstationID: 21306) | Sugar Creek I | 8543 | Not Provided by ISO | Not Provided by ISO | Not Provided by ISO | Not Provided by ISO | Not Provided by ISO
MISO | H096 | 2009-03-13 | Wind | 50 | Iowa | Greene County | Done/in Service | ITC Midwest | Grand Junction - Perry 161 kV | Karma (SubstationID: 19893) | Rippey | 27131 | Not Provided by ISO | Not Provided by ISO | Not Provided by ISO | Not Provided by ISO | Not Provided by ISO
MISO | J035 | 2009-03-16 | Wind | 4.94 | Minnesota | Wilkin County | Done/withdrawn | Otter Tail Power Company | OTP Wahpeton 41.6 kV |  | Wilkin County - J035 | 69158 | Not Provided by ISO | Not Provided by ISO | Not Provided by ISO | Not Provided by ISO | Not Provided by ISO
MISO | J036 | 2009-03-16 | Wind | 4.94 | Minnesota | Jackson County | Withdrawn/not Started | ITC Midwest | Windom - Heron Lake 69 kV | Heron Lake (SubstationID: 19454) - Windom (SubstationID: 18405) | Jackson County - J036 | 69159 | Not Provided by ISO | Not Provided by ISO | Not Provided by ISO | Not Provided by ISO | Not Provided by ISO
MISO | J037 | 2009-03-16 | Wind | 64.5 | Michigan | Allegan County | Withdrawn/not Started | Michigan Electric Transmission Company, LLC | Black River - Scott Lake 138 kV | Black River (SubstationID: 25678) - Scott Lake - Lee (SubstationID: 25837) | Allegan County - J037 | 69160 | Not Provided by ISO | Not Provided by ISO | Not Provided by ISO | Not Provided by ISO | Not Provided by ISO
MISO | J038 | 2009-03-16 | Wind | 498 | Illinois | Sangamon County | Withdrawn/not Started | Ameren Illinois | N. Jacksonville - N. Auburn 138 kV | Auburn (SubstationID: 37587) - Jacksonville (SubstationID: 10173) | Sangamon County - J038 | 69161 | Not Provided by ISO | Not Provided by ISO | Not Provided by ISO | Not Provided by ISO | Not Provided by ISO
MISO | G908 | 2009-03-23 | Wind | 150 | Illinois | Morgan County | Withdrawn/not Started | Ameren Illinois | Havana - E Springfield 138 kV | Havana (SubstationID: 23146) - Springfield (SubstationID: 54641) | Morgan County - G908 | 68991 | Not Provided by ISO | Not Provided by ISO | Not Provided by ISO | Not Provided by ISO | Not Provided by ISO
MISO | G909 | 2009-03-23 | Wind | 150 | Illinois | Cass County | Withdrawn/not Started | Ameren Illinois | Jacksonville - Auburn 138kV | Auburn West (SubstationID: 23048) - Jacksonville (SubstationID: 10173) | Cass County - G909 | 68992 | Not Provided by ISO | Not Provided by ISO | Not Provided by ISO | Not Provided by ISO | Not Provided by ISO
MISO | R57 | 2009-03-30 | Wind | 100 | Iowa | Carroll County | Withdrawn/not Started | MidAmerican Energy Company | Victory 161 kV Substation | Victory (SubstationID: 20162) | Carroll County - R57 | 69611 | Not Provided by ISO | Not Provided by ISO | Not Provided by ISO | Not Provided by ISO | Not Provided by ISO
MISO | R65 | 2009-04-08 | Wind | 92 | Iowa | Cass County | Done/in Service | MidAmerican Energy Company | R34 Expansion | Rolling Hills (SubstationID: 21462) | Rolling Hills | 24981 | Not Provided by ISO | Not Provided by ISO | Not Provided by ISO | Not Provided by ISO | Not Provided by ISO
MISO | R58 | 2009-04-08 | Wind | 3 | Iowa | Pottawattamie County | Withdrawn/not Started | MidAmerican Energy Company | MEC Teakwood (Walnut) 161kV Substation | Teakwood Road (SubstationID: 21475) | Pottawattamie County Wind - R58 | 41121 | Not Provided by ISO | Not Provided by ISO | Not Provided by ISO | Not Provided by ISO | Not Provided by ISO
MISO | R59 | 2009-04-08 | Wind | 28 | Iowa | Wright County | Withdrawn/not Started | MidAmerican Energy Company | Wall Lake (Century) - expansion | Century (SubstationID: 21473) | Wright County Wind - R59 | 41110 | Not Provided by ISO | Not Provided by ISO | Not Provided by ISO | Not Provided by ISO | Not Provided by ISO
MISO | R60 | 2009-04-08 | Wind | 54 | Iowa | Sac County | Withdrawn/not Started | MidAmerican Energy Company | Clipper (Intrepid) - expansion |  | Sac County Wind - R60 | 41114 | Not Provided by ISO | Not Provided by ISO | Not Provided by ISO | Not Provided by ISO | Not Provided by ISO
MISO | R61 | 2009-04-08 | Wind | 200 | Iowa | Greene County | Withdrawn/not Started | MidAmerican Energy Company | Carroll-Grand Junction 161 kV | Carroll County (SubstationID: 29423) - Grand Junction (SubstationID: 20106) | Greene County - R61 | 69612 | Not Provided by ISO | Not Provided by ISO | Not Provided by ISO | Not Provided by ISO | Not Provided by ISO
MISO | R62 | 2009-04-08 | Wind | 300 | Iowa | Greene County | Withdrawn/not Started | MidAmerican Energy Company | Grimes - Lehigh 345 kV | Grimes (SubstationID: 19664) - Lehigh (SubstationID: 19460) | Greene County Wind - R62 | 41091 | Not Provided by ISO | Not Provided by ISO | Not Provided by ISO | Not Provided by ISO | Not Provided by ISO
MISO | R63 | 2009-04-08 | Wind | 300 | Iowa | Calhoun County | Withdrawn/not Started | MidAmerican Energy Company | Raun - Lehigh 345 kV | Lehigh (SubstationID: 19460) - Raun (SubstationID: 32357) | Calhoun County - R63 | 69613 | Not Provided by ISO | Not Provided by ISO | Not Provided by ISO | Not Provided by ISO | Not Provided by ISO
MISO | J041 | 2009-04-16 | Wind | 90 | Iowa | Grundy County | Done/in Service | ITC Midwest | Wellsburg 161 kV Substation | Wellsburg (SubstationID: 21606) | Ivester Wind Farm (Wind XI) | 58874 | Not Provided by ISO | Not Provided by ISO | Not Provided by ISO | Not Provided by ISO | Not Provided by ISO
MISO | R66 | 2009-04-30 | Wind | 150 | Iowa | Adams County | Withdrawn/not Started | MidAmerican Energy Company | Creston - Clarinda 161 kV | Clarinda (SubstationID: 29531) - Creston (SubstationID: 19608) | Adams County - R66 | 69615 | Not Provided by ISO | Not Provided by ISO | Not Provided by ISO | Not Provided by ISO | Not Provided by ISO
MISO | R67 | 2009-05-05 | Wind | 148.8 | Iowa | Clay County | Withdrawn/not Started | MidAmerican Energy Company | Sheldon (Obrien county sub) 345 kV | Sheldon (SubstationID: 14097) | Clay County - R67 | 69616 | Not Provided by ISO | Not Provided by ISO | Not Provided by ISO | Not Provided by ISO | Not Provided by ISO
MISO | R68 | 2009-05-08 | Wind | 249.6 | Iowa | Hancock County | Withdrawn/not Started | MidAmerican Energy Company | MEC Webster 345 kV Substation | Webster (SubstationID: 14098) | Hancock County - R68 | 69617 | Not Provided by ISO | Not Provided by ISO | Not Provided by ISO | Not Provided by ISO | Not Provided by ISO
MISO | J042 | 2009-05-12 | Wind | 199.8 | Minnesota | Morrison County | Withdrawn/not Started | Great River Energy | GRE Benton - Brainerd 230kV | Benton (SubstationID: 46783) - Brainerd (SubstationID: 22816) | Morrison County - J042 | 69162 | Not Provided by ISO | Not Provided by ISO | Not Provided by ISO | Not Provided by ISO | Not Provided by ISO
MISO | J044 | 2009-05-15 | Wind | 99 | Illinois | Edgar County | Withdrawn/not Started | Ameren Illinois | Kansas substation 138 kV | Kansas (SubstationID: 13988) | Edgar County - J044 | 69163 | Not Provided by ISO | Not Provided by ISO | Not Provided by ISO | Not Provided by ISO | Not Provided by ISO
MISO | G918 | 2009-05-15 | Wind | 120 | Michigan | Gratiot County | Withdrawn/not Started | Michigan Electric Transmission Company, LLC | Begole - Tittabawassee 138 kV | Begole - Pine River (SubstationID: 25672) - Tittabawassee (SubstationID: 33171) | Gratiot County - G918 | 69000 | Not Provided by ISO | Not Provided by ISO | Not Provided by ISO | Not Provided by ISO | Not Provided by ISO
MISO | G958 | 2009-05-15 | Wind | 120 | Michigan | Kent County | Withdrawn/not Started | Michigan Electric Transmission Company, LLC | Kenowa 345kV Substation | Kenowa (SubstationID: 19477) | Kent County - G958 | 69019 | Not Provided by ISO | Not Provided by ISO | Not Provided by ISO | Not Provided by ISO | Not Provided by ISO
MISO | J045 | 2009-05-18 | Wind | 23.1 | Minnesota | Pipestone County | Withdrawn/not Started | Northern States Power (Xcel Energy) | RockRiver - South Ridge 69 kV | Rock River (SubstationID: 40684) - South Ridge (SubstationID: 34770) | Pipestone County - J045 | 69164 | Not Provided by ISO | Not Provided by ISO | Not Provided by ISO | Not Provided by ISO | Not Provided by ISO
MISO | J048 | 2009-05-18 | Wind | 140 | North Dakota | Nelson County | Withdrawn/not Started | Great River Energy | GRE Ramsey - Prairie 230 kV | Prairie (Grand-Forks) (SubstationID: 1124) | Nelson County - J048 | 69165 | Not Provided by ISO | Not Provided by ISO | Not Provided by ISO | Not Provided by ISO | Not Provided by ISO
MISO | J049 | 2009-06-19 | Wind | 16 | Iowa | Hancock County | Withdrawn/not Started | ITC Midwest | Lime Creek Substation | Lime Creek (SubstationID: 17499) | Hancock County - J049 | 69166 | Not Provided by ISO | Not Provided by ISO | Not Provided by ISO | Not Provided by ISO | Not Provided by ISO
MISO | J050 | 2009-06-29 | Wind | 250 | North Dakota | Stark County | Withdrawn/not Started | Montana-Dakota Utilities Company | MDU Dickinson - Beulah 115 kV | Beulah Jct. (SubstationID: 29120) - Dickinson (SubstationID: 29880) | Stark County - J050 | 69167 | Not Provided by ISO | Not Provided by ISO | Not Provided by ISO | Not Provided by ISO | Not Provided by ISO
MISO | J051 | 2009-06-30 | Wind | 200 | Minnesota | Jackson County | Withdrawn/not Started | ITC Midwest | Lakefield 345 kV Substation | Lakefield Junction (SubstationID: 13005) | Jackson County - J051 | 69168 | Not Provided by ISO | Not Provided by ISO | Not Provided by ISO | Not Provided by ISO | Not Provided by ISO
MISO | J052 | 2009-07-10 | Wind | 100 | Michigan | Bay County | Done/in Service | Michigan Electric Transmission Company, LLC | Manning substation 138kV | Tuscola Bay (SubstationID: 19873) | Tuscola Bay | 19339 | Not Provided by ISO | Not Provided by ISO | Not Provided by ISO | Not Provided by ISO | Not Provided by ISO
MISO | J053 | 2009-07-24 | Wind | 200 | Indiana | Boone County | Done/withdrawn | Duke Energy Corporation | 345kV/230kV near Whitestown Substation | Whitestown (Boone) (SubstationID: 37100) | Boone County - J053 | 69169 | Not Provided by ISO | Not Provided by ISO | Not Provided by ISO | Not Provided by ISO | Not Provided by ISO
MISO | H002 | 2009-07-24 | Wind | 200 | Indiana | Clinton County | Withdrawn/not Started | Duke Energy Corporation | Carmel - Kokomo 230 kV | Carmel Jct (SubstationID: 71598) | Clinton County - H002 | 69052 | Not Provided by ISO | Not Provided by ISO | Not Provided by ISO | Not Provided by ISO | Not Provided by ISO
MISO | J055 | 2009-07-27 | Wind | 40 | South Dakota | Deuel County | Withdrawn/not Started | Otter Tail Power Company | Brookings County Substation | Brookings County 345 kV (SubstationID: 521) | Deuel County - J055 | 69171 | Not Provided by ISO | Not Provided by ISO | Not Provided by ISO | Not Provided by ISO | Not Provided by ISO
MISO | J056 | 2009-07-27 | Wind | 100.8 | Michigan | Hillsdale County | Withdrawn/withdrawn | Michigan Electric Transmission Company, LLC | Litchfield - Coldwater 138kV | Coldwater (SubstationID: 18911) - Litchfield (SubstationID: 22955) | Hillsdale County - J056 | 69172 | Not Provided by ISO | Not Provided by ISO | Not Provided by ISO | Not Provided by ISO | Not Provided by ISO
MISO | J057 | 2009-07-27 | Wind | 200 | Ohio | Morrow County | Withdrawn/not Started | FirstEnergy Solutions Corp. | Galion 138 kV | Galion (SubstationID: 14018) | Morrow County - J057 | 69173 | Not Provided by ISO | Not Provided by ISO | Not Provided by ISO | Not Provided by ISO | Not Provided by ISO
MISO | J058 | 2009-07-27 | Wind | 4.94 | Minnesota | Cottonwood County | Withdrawn/not Started | ITC Midwest | Bingham Lake - Moutain Lake 69kV | Bingham (SubstationID: 25677) - Mountain Lake (SubstationID: 19510) | Cottonwood County Wind - J058 | 41087 | Not Provided by ISO | Not Provided by ISO | Not Provided by ISO | Not Provided by ISO | Not Provided by ISO
MISO | J059 | 2009-07-27 | Wind | 99 | Michigan | Allegan County | Withdrawn/not Started | Michigan Electric Transmission Company, LLC | ITC Beals Rd - Hazelwood 138kV | Hazelwood - Gun Plain (SubstationID: 25755) | Allegan County - J059 | 69174 | Not Provided by ISO | Not Provided by ISO | Not Provided by ISO | Not Provided by ISO | Not Provided by ISO
MISO | J060 | 2009-07-27 | Wind | 29 | Michigan | Delta County | Done/in Service | American Transmission Co. LLC | ATC line west of Indian lake | Garden (SubstationID: 20094) | Heritage Garden (AKA DTE Garden Wind Farm) | 26695 | Not Provided by ISO | Not Provided by ISO | Not Provided by ISO | Not Provided by ISO | Not Provided by ISO
MISO | J061 | 2009-07-27 | Wind | 70 | Michigan | Delta County | Withdrawn/withdrawn | American Transmission Co. LLC | ATC Line west of Indian Lake | Garden (SubstationID: 20094) | Heritage Garden (AKA DTE Garden Wind Farm) | 26695 | Not Provided by ISO | Not Provided by ISO | Not Provided by ISO | Not Provided by ISO | Not Provided by ISO
MISO | J062 | 2009-08-20 | Wind | 250 | Minnesota | Polk County | Withdrawn/not Started | Otter Tail Power Company | Winger Substation 115 kV facility | Winger (SubstationID: 10943) | Polk County - J062 | 69175 | Not Provided by ISO | Not Provided by ISO | Not Provided by ISO | Not Provided by ISO | Not Provided by ISO
MISO | J063 | 2009-08-20 | Wind | 200 | Minnesota | Clearwater County | Withdrawn/not Started | Otter Tail Power Company | Shevlin Jct. Substation | Shevlin (SubstationID: 72547) | Clearwater County - J063 | 69176 | Not Provided by ISO | Not Provided by ISO | Not Provided by ISO | Not Provided by ISO | Not Provided by ISO
MISO | J064 | 2009-08-20 | Wind | 100 | Minnesota | Beltrami County | Withdrawn/not Started | Otter Tail Power Company | Solway 115 kV Substation | Solway CT (SubstationID: 18172) | Beltrami County - J064 | 69177 | Not Provided by ISO | Not Provided by ISO | Not Provided by ISO | Not Provided by ISO | Not Provided by ISO
MISO | J066 | 2009-08-26 | Wind | 60 | Michigan | Chippewa County | Done/withdrawn | American Transmission Co. LLC | Pine River 69kV Substation | Pine River (SubstationID: 20820) | Chippewa County - J066 | 69178 | Not Provided by ISO | Not Provided by ISO | Not Provided by ISO | Not Provided by ISO | Not Provided by ISO
MISO | J067 | 2009-09-02 | Wind | 300 | Minnesota | Olmsted County | Withdrawn/not Started | Great River Energy | Byron Substation | Byron (SubstationID: 10171) | Olmsted County - J067 | 69179 | Not Provided by ISO | Not Provided by ISO | Not Provided by ISO | Not Provided by ISO | Not Provided by ISO
MISO | J068 | 2009-09-17 | Wind | 100 | Iowa | Dickinson County | Withdrawn/not Started | ITC Midwest | ITCM Triboji - Wisdom 161kV | Triboji (SubstationID: 19934) - Wisdom (SubstationID: 46523) | Dickinson County - J068 | 69180 | Not Provided by ISO | Not Provided by ISO | Not Provided by ISO | Not Provided by ISO | Not Provided by ISO
MISO | H030 | 2009-09-21 | Wind | 200 | Michigan | Tuscola County | Withdrawn/not Started | ITC Transmission | Atlanta 120kV Substation | Atlanta - Delaware Township (SubstationID: 28950) | Tuscola County - H030 | 69072 | Not Provided by ISO | Not Provided by ISO | Not Provided by ISO | Not Provided by ISO | Not Provided by ISO
MISO | J138 | 2009-09-22 | Wind | 48 | Minnesota | Olmsted County | Withdrawn/not Started | -- No Company -- | Dairyland 69 kV line |  | Olmsted County - J138 | 69227 | Not Provided by ISO | Not Provided by ISO | Not Provided by ISO | Not Provided by ISO | Not Provided by ISO
MISO | J072 | 2009-10-02 | Wind | 200.1 | Iowa | Obrien County | Withdrawn/not Started | ITC Midwest | ITC Midwest Lakefield Junction - Raun 345 kV | Lakefield Junction (SubstationID: 13005) - Raun (SubstationID: 32357) | O'Brien County - J072 | 69182 | Not Provided by ISO | Not Provided by ISO | Not Provided by ISO | Not Provided by ISO | Not Provided by ISO
MISO | J074 | 2009-10-05 | Wind | 350 | Michigan | Huron County | Withdrawn/not Started | ITC Transmission | Harbor Beach - Wyatt 120 kV | Harbor Beach (SubstationID: 17598) - Wyatt (SubstationID: 72808) | Huron County - J074 | 69183 | Not Provided by ISO | Not Provided by ISO | Not Provided by ISO | Not Provided by ISO | Not Provided by ISO
MISO | J075 | 2009-10-05 | Wind | 150 | Michigan | Huron County | Done/in Service | ITC Transmission | Bauer - Rapson 345 kV | Bauer (SubstationID: 12834) - Rapson (SubstationID: 12835) - Stein (SubstationID: 20105) | Brookfield (FKA Pheasant Run II) | 38983 | Not Provided by ISO | Not Provided by ISO | Not Provided by ISO | Not Provided by ISO | Not Provided by ISO
MISO | J075 | 2009-10-05 | Wind | 150 | Michigan | Huron County | Done/in Service | ITC Transmission | Bauer - Rapson 345 kV | Bauer (SubstationID: 12834) - Rapson (SubstationID: 12835) - Stein (SubstationID: 20105) | Pheasant Run I | 24733 | Not Provided by ISO | Not Provided by ISO | Not Provided by ISO | Not Provided by ISO | Not Provided by ISO
MISO | J076 | 2009-10-05 | Wind | 151.2 | Indiana | Howard County | Withdrawn/not Started | Duke Energy Corporation | DEM Greentown - Mier 138 kV | Mier (SubstationID: 31564) | Howard County - J076 | 69184 | Not Provided by ISO | Not Provided by ISO | Not Provided by ISO | Not Provided by ISO | Not Provided by ISO
MISO | J077 | 2009-10-05 | Wind | 50 | Minnesota | Polk County | Withdrawn/not Started | Otter Tail Power Company | OTP Winger 115kV Substation | Winger (SubstationID: 10943) | Polk County - J077 | 69185 | Not Provided by ISO | Not Provided by ISO | Not Provided by ISO | Not Provided by ISO | Not Provided by ISO
MISO | J079 | 2009-10-05 | Wind | 29 | Wisconsin | Columbia County | Withdrawn/not Started | American Transmission Co. LLC | substation 138 kV line adjacent to UWGP ethanol plant |  | Columbia County - J079 | 69186 | Not Provided by ISO | Not Provided by ISO | Not Provided by ISO | Not Provided by ISO | Not Provided by ISO
MISO | J080 | 2009-10-05 | Wind | 200 | South Dakota | Brookings County | Withdrawn/not Started | Northern States Power (Xcel Energy) | Brookings County 345 kV substation | Brookings County 345 kV (SubstationID: 521) | Brookings County - J080 | 69187 | Not Provided by ISO | Not Provided by ISO | Not Provided by ISO | Not Provided by ISO | Not Provided by ISO
MISO | J081 | 2009-10-05 | Wind | 200 | North Dakota | Mercer County | Withdrawn/not Started | Montana-Dakota Utilities Company | Coyote - Green River 100-161 kV | Coyote (SubstationID: 11740) | Mercer County - J081 | 69188 | Not Provided by ISO | Not Provided by ISO | Not Provided by ISO | Not Provided by ISO | Not Provided by ISO
MISO | J082 | 2009-10-05 | Wind | 100 | North Dakota | Mercer County | Withdrawn/not Started | Montana-Dakota Utilities Company | Coyote - Green River 100-161 kV | Coyote (SubstationID: 11740) | Mercer County - J082 | 69189 | Not Provided by ISO | Not Provided by ISO | Not Provided by ISO | Not Provided by ISO | Not Provided by ISO
MISO | J083 | 2009-10-05 | Wind | 200 | Indiana | Warren County | Withdrawn/not Started | Northern Indiana Public Service Company | South Prairie - Westwood 138kV | South Prairie-White Co.-Prairie Twp. (SubstationID: 32815) - Westwood (SubstationID: 27037) | Warren County - J083 | 69190 | Not Provided by ISO | Not Provided by ISO | Not Provided by ISO | Not Provided by ISO | Not Provided by ISO
MISO | J084 | 2009-10-05 | Wind | 50 | Wisconsin | Grant County | Done/withdrawn | American Transmission Co. LLC | Bloomington 69 kV Substation | Bloomington (SubstationID: 20070) | Grant County - J084 | 69191 | Not Provided by ISO | Not Provided by ISO | Not Provided by ISO | Not Provided by ISO | Not Provided by ISO
MISO | J085 | 2009-10-05 | Wind | 150 | Michigan | Hillsdale County | Withdrawn/not Started | Michigan Electric Transmission Company, LLC | Moore Road - Dowling 138 kV substation | Dowling - Hudson (SubstationID: 25724) - Moore Road - Fayette (SubstationID: 25795) | Hillsdale County - J085 | 69192 | Not Provided by ISO | Not Provided by ISO | Not Provided by ISO | Not Provided by ISO | Not Provided by ISO
MISO | J086 | 2009-10-05 | Wind | 100 | Minnesota | Kandiyohi County | Withdrawn/not Started | Great River Energy | Willmar - Kerkhoven 115 kV |  | Kandiyohi County - J086 | 69193 | Not Provided by ISO | Not Provided by ISO | Not Provided by ISO | Not Provided by ISO | Not Provided by ISO
MISO | J087 | 2009-10-05 | Wind | 30 | Minnesota | Kandiyohi County | Withdrawn/not Started | Great River Energy | Kandiyohi 69 kV substation |  | Kandiyohi County - J087 | 69194 | Not Provided by ISO | Not Provided by ISO | Not Provided by ISO | Not Provided by ISO | Not Provided by ISO
MISO | J090 | 2009-10-08 | Wind | 200 | North Dakota | Mercer County | Withdrawn/not Started | Great River Energy | GRE Stanton 230 kV Substation | Stanton (SubstationID: 11738) | Mercer County - J090 | 69196 | Not Provided by ISO | Not Provided by ISO | Not Provided by ISO | Not Provided by ISO | Not Provided by ISO
MISO | J139 | 2009-10-12 | Wind | 200 | Wisconsin | Grant County | Withdrawn/not Started | -- No Company -- | Gran Grea - Nelson Dewey 161 kV | Nelson Dewey (SubstationID: 914) | Grant County - J139 | 69228 | Not Provided by ISO | Not Provided by ISO | Not Provided by ISO | Not Provided by ISO | Not Provided by ISO
MISO | J091 | 2009-10-15 | Wind | 66 | Iowa | Hancock County | Done/in Service | ITC Midwest | ITCM Lime Creek 161 kV Substation | Lime Creek (SubstationID: 17499) | Crystal Lake III | 18451 | Not Provided by ISO | Not Provided by ISO | Not Provided by ISO | Not Provided by ISO | Not Provided by ISO
MISO | J092 | 2009-10-28 | Wind | 20 | Iowa | Greene County | Withdrawn/withdrawn | ITC Midwest | Scranton substation | Scranton (SubstationID: 32622) | Greene County - J092 | 69197 | Not Provided by ISO | Not Provided by ISO | Not Provided by ISO | Not Provided by ISO | Not Provided by ISO
MISO | J093 | 2009-10-28 | Wind | 50 | Iowa | Greene County | Withdrawn/not Started | MidAmerican Energy Company | MEC Drager - Grand Junction 161 kV | Grand Junction (SubstationID: 20106) | Greene County Wind - J093 | 41124 | Not Provided by ISO | Not Provided by ISO | Not Provided by ISO | Not Provided by ISO | Not Provided by ISO
MISO | J095 | 2009-10-30 | Wind | 300 | Iowa | Cerro Gordo County | Withdrawn/not Started | ITC Midwest | Hancock - Emery 161 kV | Emery (SubstationID: 30103) - Hancock (SubstationID: 30595) | Cerro Gordo County - J095 | 69199 | Not Provided by ISO | Not Provided by ISO | Not Provided by ISO | Not Provided by ISO | Not Provided by ISO
MISO | J096 | 2009-11-02 | Wind | 150 | Iowa | Tama County | Withdrawn/not Started | ITC Midwest | Toledo 115kV substation | Toledo Transmission (SubstationID: 33177) | Tama County - J096 | 69200 | Not Provided by ISO | Not Provided by ISO | Not Provided by ISO | Not Provided by ISO | Not Provided by ISO
MISO | J097 | 2009-11-10 | Wind | 200 | Iowa | Des Moines County | Withdrawn/withdrawn | ITC Midwest | ITC Midwest Denmark - Newport 161kV | Pleasant Grove (SubstationID: 21476) | Des Moines County - J097 | 41111 | Not Provided by ISO | Not Provided by ISO | Not Provided by ISO | Not Provided by ISO | Not Provided by ISO
MISO | J098 | 2009-11-10 | Wind | 150 | North Dakota | Dickey County | Withdrawn/not Started | Montana-Dakota Utilities Company | MDU Ellendale-Tatanka 230 kV | Ellendale (SubstationID: 13224) - Tatanka (SubstationID: 20110) | Dickey County - J098 | 69201 | Not Provided by ISO | Not Provided by ISO | Not Provided by ISO | Not Provided by ISO | Not Provided by ISO
MISO | J141 | 2009-11-23 | Wind | 200 | Minnesota | Fillmore County | Withdrawn/not Started | -- No Company -- | Adams - Harmony 161 kV | Adams (SubstationID: 956) - Harmony (SubstationID: 11193) | Fillmore County - J141 | 69230 | Not Provided by ISO | Not Provided by ISO | Not Provided by ISO | Not Provided by ISO | Not Provided by ISO
MISO | J140 | 2009-11-23 | Wind | 100 | Minnesota | Fillmore County | Withdrawn/not Started | -- No Company -- | Adams - Harmony 161 kV | Adams (SubstationID: 956) - Harmony (SubstationID: 11193) | Fillmore County - J140 | 69229 | Not Provided by ISO | Not Provided by ISO | Not Provided by ISO | Not Provided by ISO | Not Provided by ISO
MISO | J099 | 2009-12-03 | Wind | 48.6 | Michigan | Hillsdale County | Withdrawn/not Started | Michigan Electric Transmission Company, LLC | METC Batavia - Beecher 138 kV | Batavia (SubstationID: 20755) - Beecher (SubstationID: 25671) | Hillsdale County - J099 | 69202 | Not Provided by ISO | Not Provided by ISO | Not Provided by ISO | Not Provided by ISO | Not Provided by ISO
MISO | J101 | 2009-12-04 | Wind | 300 | Illinois | Henry County | Withdrawn/not Started | MidAmerican Energy Company | MEC Barstow - Louisa 345 kV |  | Henry County - J101 | 69204 | Not Provided by ISO | Not Provided by ISO | Not Provided by ISO | Not Provided by ISO | Not Provided by ISO
MISO | J100 | 2009-12-04 | Wind | 300 | Illinois | Henry County | Withdrawn/not Started | MidAmerican Energy Company | MEC Barstow - Louisa 345 kV |  | Henry County - J100 | 69203 | Not Provided by ISO | Not Provided by ISO | Not Provided by ISO | Not Provided by ISO | Not Provided by ISO
MISO | J103 | 2009-12-15 | Wind | 20 | Iowa | Story County | Withdrawn/not Started | ITC Midwest | ITC 161 kV Story County Energy Center | Story County II Wind Farm Tap (SubstationID: 72620) | Story County - J103 | 69205 | Not Provided by ISO | Not Provided by ISO | Not Provided by ISO | Not Provided by ISO | Not Provided by ISO
MISO | J108 | 2009-12-21 | Wind | 165 | Illinois | Ford County | Withdrawn/not Started | Ameren Illinois | Paxton East 138kV Substation | Paxton East (SubstationID: 20087) | Ford County - J108 | 69208 | Not Provided by ISO | Not Provided by ISO | Not Provided by ISO | Not Provided by ISO | Not Provided by ISO
MISO | J105 | 2009-12-21 | Wind | 80 | Illinois | Ford County | Withdrawn/not Started | Ameren Illinois | East Paxton 138kV Substation | Paxton East (SubstationID: 20087) | Ford County - J105 | 69206 | Not Provided by ISO | Not Provided by ISO | Not Provided by ISO | Not Provided by ISO | Not Provided by ISO
MISO | J111 | 2010-01-07 | Wind | 150 | Minnesota | Mower County | Withdrawn/not Started | Great River Energy | Pleasant valley 345 kV Substation | Pleasant Valley (SubstationID: 13289) | Mower County - J111 | 69210 | Not Provided by ISO | Not Provided by ISO | Not Provided by ISO | Not Provided by ISO | Not Provided by ISO
MISO | J112 | 2010-01-25 | Wind | 4.94 | Minnesota | Winona County | Done/in Service | ITC Midwest | Utica - Lewiston 69 kV | Lewiston (SubstationID: 20436) | GL Wind | 21599 | Not Provided by ISO | Not Provided by ISO | Not Provided by ISO | Not Provided by ISO | Not Provided by ISO
MISO | J114 | 2010-02-11 | Wind | 150 | Iowa | Tama County | Withdrawn/not Started | ITC Midwest | ITC Midwest Traer Substation | Traer (SubstationID: 33201) | Tama County - J114 | 69212 | Not Provided by ISO | Not Provided by ISO | Not Provided by ISO | Not Provided by ISO | Not Provided by ISO
MISO | J113 | 2010-02-11 | Wind | 100.5 | Missouri | Atchison County | Withdrawn/not Started | MidAmerican Energy Company | MEC Cooper - Atchison 345 kV | Atchison (SubstationID: 41654) - Cooper (SubstationID: 41653) | Atchison County - J113 | 69211 | Not Provided by ISO | Not Provided by ISO | Not Provided by ISO | Not Provided by ISO | Not Provided by ISO
MISO | J116 | 2010-02-16 | Wind | 999 | Iowa | Hancock County | Withdrawn/not Started | Madison Gas and Electric Company | West Middleton 345 kV Substation | West Middleton (SubstationID: 1199) | Hancock County - J116 | 69214 | Not Provided by ISO | Not Provided by ISO | Not Provided by ISO | Not Provided by ISO | Not Provided by ISO
MISO | J115 | 2010-02-16 | Wind | 500 | Missouri | Saint Francois County | Withdrawn/not Started | Ameren Missouri | Palmyra Tap 345kV Substation |  | Saint Francois County - J115 | 69213 | Not Provided by ISO | Not Provided by ISO | Not Provided by ISO | Not Provided by ISO | Not Provided by ISO
MISO | J119 | 2010-03-17 | Wind | 61.2 | Michigan | Chippewa County | Withdrawn/not Started | American Transmission Co. LLC | Pine River 69 kV Substation | Pine River (SubstationID: 20820) | Chippewa County - J119 | 69216 | Not Provided by ISO | Not Provided by ISO | Not Provided by ISO | Not Provided by ISO | Not Provided by ISO
MISO | J121 | 2010-04-05 | Wind | 100 | Illinois | Ford County | Withdrawn/not Started | Ameren Illinois | Ameren Gibson City South Substation | Gibson City (SubstationID: 17280) | Ford County - J121 | 69217 | Not Provided by ISO | Not Provided by ISO | Not Provided by ISO | Not Provided by ISO | Not Provided by ISO
MISO | J122 | 2010-04-15 | Wind | 60 | Michigan | Huron County | Done/in Service | ITC Transmission | adjacent to Rapson Rd, N. Finkel Rd and Lection Line Rd | Minden (SubstationID: 21456) | Sigel | 9799 | Not Provided by ISO | Not Provided by ISO | Not Provided by ISO | Not Provided by ISO | Not Provided by ISO
MISO | J124 | 2010-04-20 | Wind | 50 | Ohio | Ashtabula County | Withdrawn/not Started | FirstEnergy Solutions Corp. | Ashtabula 138 kV Substation | Ashtabula (SubstationID: 17872) | Ashtabula County - J124 | 69218 | Not Provided by ISO | Not Provided by ISO | Not Provided by ISO | Not Provided by ISO | Not Provided by ISO
MISO | J088 | 2010-04-20 | Wind | 81 | Michigan | Lenawee County | Withdrawn/not Started | ITC Transmission | ITC Beach - Samaria - Whiting 138kV | J R Whiting (SubstationID: 16780) | Lenawee County - J088 | 69195 | Not Provided by ISO | Not Provided by ISO | Not Provided by ISO | Not Provided by ISO | Not Provided by ISO
MISO | J126 | 2010-04-23 | Wind | 4.94 | Minnesota | Winona County | Withdrawn/not Started | Dairyland Power Cooperative | ITC Midwest Rushford - Wilson 69kV | Rushford (SubstationID: 43969) - Wilson (SubstationID: 33593) | Winona County - J126 | 69220 | Not Provided by ISO | Not Provided by ISO | Not Provided by ISO | Not Provided by ISO | Not Provided by ISO
MISO | J128 | 2010-04-26 | Wind | 100 | Illinois | Marshall County | Withdrawn/not Started | Ameren Illinois | Oglesby - El Paso 138kV | El Paso (SubstationID: 22921) - Oglesby (SubstationID: 21545) | Marshall County - J128 | 69221 | Not Provided by ISO | Not Provided by ISO | Not Provided by ISO | Not Provided by ISO | Not Provided by ISO
MISO | G925 | 2010-05-12 | Wind | 300 | Illinois | Dewitt County | Withdrawn/not Started | Ameren Illinois | Clinton - Brokaw 345kV | Brokaw (SubstationID: 20215) - Clinton-Latham (SubstationID: 887) | DeWitt County - G925 | 69003 | Not Provided by ISO | Not Provided by ISO | Not Provided by ISO | Not Provided by ISO | Not Provided by ISO
MISO | J132 | 2010-05-13 | Wind | 125 | Michigan | Gratiot County | Done/in Service | Michigan Electric Transmission Company, LLC | METC Nelson Road - Goss 345 kV | Slate (SubstationID: 21459) | Beebe Community Wind Farm | 24523 | Not Provided by ISO | Not Provided by ISO | Not Provided by ISO | Not Provided by ISO | Not Provided by ISO
MISO | J133 | 2010-05-25 | Wind | 200 | South Dakota | Codington County | Withdrawn/not Started | Otter Tail Power Company | Big Stone Substation 230 kV | Big Stone Plant (SubstationID: 38183) | Codington County - J133 | 69222 | Not Provided by ISO | Not Provided by ISO | Not Provided by ISO | Not Provided by ISO | Not Provided by ISO
MISO | J134 | 2010-05-25 | Wind | 150 | Wisconsin | Dane County | Withdrawn/not Started | American Transmission Co. LLC | Cardinal - North Madison 138 kV | Cardinal (SubstationID: 35) - North Madison, 138kV (SubstationID: 94) | Dane County - J134 | 69223 | Not Provided by ISO | Not Provided by ISO | Not Provided by ISO | Not Provided by ISO | Not Provided by ISO
MISO | G976 | 2010-06-16 | Wind | 18 | Iowa | Johnson County | Withdrawn/not Started | ITC Midwest | Tap on 34.5 kV line, approximately 2 miles north of Alliant sub (West Branch 115 kV), along Oasis Rd |  | Johnson County - G976 | 69034 | Not Provided by ISO | Not Provided by ISO | Not Provided by ISO | Not Provided by ISO | Not Provided by ISO
MISO | G742 | 2010-06-17 | Wind | 120 | Michigan | Missaukee County | Withdrawn/not Started | Michigan Electric Transmission Company, LLC | METC Wexford - Keystone 138kV | Wexford - Haring (SubstationID: 25879) | Missaukee County - G742 | 68891 | Not Provided by ISO | Not Provided by ISO | Not Provided by ISO | Not Provided by ISO | Not Provided by ISO
MISO | J155 | 2010-06-28 | Wind | 4.94 | Minnesota | Lyon County | Withdrawn/not Started | Northern States Power (Xcel Energy) | Xcel Milroy - Yellow Medicine 69kV | Yellow Medicine (SubstationID: 37773) | Lyon County - J155 | 69278 | Not Provided by ISO | Not Provided by ISO | Not Provided by ISO | Not Provided by ISO | Not Provided by ISO
MISO | J156 | 2010-06-28 | Wind | 185.6 | Indiana | Marshall County | Withdrawn/not Started | Northern Indiana Public Service Company | NIPSCO Burr Oak 138kV Substation | Burr Oak (SubstationID: 14003) | Marshall County - J156 | 25686 | Not Provided by ISO | Not Provided by ISO | Not Provided by ISO | Not Provided by ISO | Not Provided by ISO
MISO | J157 | 2010-06-28 | Wind | 27 | North Dakota | Ramsey County | Withdrawn/not Started | Great River Energy | 230 kV line near Ramsey substation | Ramsey (SubstationID: 32346) | Ramsey County - J157 | 69299 | Not Provided by ISO | Not Provided by ISO | Not Provided by ISO | Not Provided by ISO | Not Provided by ISO
MISO | G871 | 2010-06-28 | Wind | 201 | Minnesota | Freeborn County | Withdrawn/not Started | ITC Midwest | ITC Midwest Hayward Substation | Hayward (SubstationID: 13027) | Freeborn County - G871 | 68965 | Not Provided by ISO | Not Provided by ISO | Not Provided by ISO | Not Provided by ISO | Not Provided by ISO
MISO | J150 | 2010-06-28 | Wind | 99 | North Dakota | Mountrail County | Withdrawn/not Started | Montana-Dakota Utilities Company | MDU Stanely 115 kV | Stanley (SubstationID: 21477) | Mountrail County - J150 | 41100 | Not Provided by ISO | Not Provided by ISO | Not Provided by ISO | Not Provided by ISO | Not Provided by ISO
MISO | J151 | 2010-06-28 | Wind | 350 | South Dakota | Moody County | Withdrawn/not Started | Northern States Power (Xcel Energy) | Split Rock Substation | Split Rock (SubstationID: 13003) | Moody County - J151 | 69242 | Not Provided by ISO | Not Provided by ISO | Not Provided by ISO | Not Provided by ISO | Not Provided by ISO
MISO | J153 | 2010-06-28 | Wind | 30 | Iowa | Johnson County | Withdrawn/not Started | ITC Midwest | Bertram - Hills 161kV | Hills (SubstationID: 30734) | Johnson County - J153 | 69259 | Not Provided by ISO | Not Provided by ISO | Not Provided by ISO | Not Provided by ISO | Not Provided by ISO
MISO | J154 | 2010-06-28 | Wind | 500 | Iowa | Washington County | Withdrawn/not Started | MidAmerican Energy Company | Grimes 161 kV substation | Grimes (SubstationID: 19664) | Washington County - J154 | 69268 | Not Provided by ISO | Not Provided by ISO | Not Provided by ISO | Not Provided by ISO | Not Provided by ISO
MISO | J147 | 2010-06-28 | Wind | 60 | Michigan | Chippewa County | Withdrawn/not Started | American Transmission Co. LLC | ATC 9-mile switching |  | Chippewa County - J147 | 69232 | Not Provided by ISO | Not Provided by ISO | Not Provided by ISO | Not Provided by ISO | Not Provided by ISO
MISO | J146 | 2010-06-28 | Wind | 99 | Wisconsin | Fond Du Lac County | Withdrawn/not Started | American Transmission Co. LLC | ATC Green Lake - N. Fond du Lac 138 kV | Green Lake (SubstationID: 21371) - North Fond du Lac (SubstationID: 21369) | Fond du Lac County - J146 | 69231 | Not Provided by ISO | Not Provided by ISO | Not Provided by ISO | Not Provided by ISO | Not Provided by ISO
MISO | J148 | 2010-06-28 | Wind | 4.94 | Minnesota | Olmsted County | Withdrawn/not Started | -- No Company -- | DPC 69kV line east side of NW Quarter of Sec. 3, Havehill Township |  | Olmsted County - J148 | 69233 | Not Provided by ISO | Not Provided by ISO | Not Provided by ISO | Not Provided by ISO | Not Provided by ISO
MISO | G935 | 2010-06-28 | Wind | 201 | Indiana | Clinton County | Withdrawn/not Started | Duke Energy Corporation | DEM New London - Frankfort 230 kV | Frankfort (SubstationID: 13993) - New London (SubstationID: 21400) | Clinton County - G935 | 69006 | Not Provided by ISO | Not Provided by ISO | Not Provided by ISO | Not Provided by ISO | Not Provided by ISO
MISO | J158 | 2010-08-19 | Wind | 150 | Illinois | Piatt County | Withdrawn/not Started | Ameren Illinois | Ameren Brokaw - Champaign 138kV | Brokaw (SubstationID: 20215) - North Champaign (SubstationID: 22986) | Piatt County - J158 | 69310 | Not Provided by ISO | Not Provided by ISO | Not Provided by ISO | Not Provided by ISO | Not Provided by ISO
MISO | J159 | 2010-08-25 | Wind | 101.2 | Illinois | Macon County | Withdrawn/not Started | Ameren Illinois | Ameren Latham - Decatur North 138 kV | Latham (SubstationID: 21305) - North Decatur (SubstationID: 22987) | Macon County - J159 | 69321 | Not Provided by ISO | Not Provided by ISO | Not Provided by ISO | Not Provided by ISO | Not Provided by ISO
MISO | J160 | 2010-08-25 | Wind | 101.2 | Illinois | Macon County | Withdrawn/not Started | Ameren Illinois | Ameren Latham - Decatur North 138 kV | Latham (SubstationID: 21305) - North Decatur (SubstationID: 22987) | Macon County - J160 | 69332 | Not Provided by ISO | Not Provided by ISO | Not Provided by ISO | Not Provided by ISO | Not Provided by ISO
MISO | J161 | 2010-08-31 | Wind | 155 | Michigan | Tuscola County | Done/in Service | ITC Transmission | Bauer - Rapson 345 kV | Bauer (SubstationID: 12834) - Rapson (SubstationID: 12835) | Cross Winds Energy Park | 15357 | Not Provided by ISO | Not Provided by ISO | Not Provided by ISO | Not Provided by ISO | Not Provided by ISO
MISO | J165 | 2010-09-10 | Wind | 97.6 | Ohio | Fulton County | Withdrawn/not Started | FirstEnergy Solutions Corp. | FE Allen Junction - Lyons 138kV | Allen Junction (SubstationID: 19434) - Hubbardston Road - Lyons (SubstationID: 25763) | Fulton County - J165 | 69377 | Not Provided by ISO | Not Provided by ISO | Not Provided by ISO | Not Provided by ISO | Not Provided by ISO
MISO | J166 | 2010-09-10 | Wind | 99 | Ohio | Fulton County | Withdrawn/not Started | FirstEnergy Solutions Corp. | FE Allen Junction Substation 138kV | Allen Junction (SubstationID: 19434) | Fulton County - J166 | 69385 | Not Provided by ISO | Not Provided by ISO | Not Provided by ISO | Not Provided by ISO | Not Provided by ISO
MISO | J163 | 2010-09-10 | Wind | 100 | Indiana | Tippecanoe County | Withdrawn/not Started | Duke Energy Corporation | Klondike 138 kV Substation | Klondike (SubstationID: 72069) | Tippecanoe County - J163 | 69358 | Not Provided by ISO | Not Provided by ISO | Not Provided by ISO | Not Provided by ISO | Not Provided by ISO
MISO | J164 | 2010-09-10 | Wind | 99 | Ohio | Erie County | Withdrawn/not Started | FirstEnergy Solutions Corp. | FE Beaver - Greenfield 138kV | Beaver (SubstationID: 13923) - Greenfield (SubstationID: 19428) | Erie County - J164 | 69366 | Not Provided by ISO | Not Provided by ISO | Not Provided by ISO | Not Provided by ISO | Not Provided by ISO
MISO | J169 | 2010-09-13 | Solar PV | 20 | Illinois | Jersey County | Withdrawn/not Started | Ameren Illinois | Ameren Jerseyville N.W. 138kV Substation | Jerseyville (SubstationID: 23153) | Jersey County - J169 | 69411 | Not Provided by ISO | Not Provided by ISO | Not Provided by ISO | Not Provided by ISO | Not Provided by ISO
MISO | J168 | 2010-09-13 | Wind | 200 | Missouri | Dekalb County | Withdrawn/not Started | Ameren Missouri | Ameren Excelsior Springs Substation |  | DeKalb County - J168 | 69402 | Not Provided by ISO | Not Provided by ISO | Not Provided by ISO | Not Provided by ISO | Not Provided by ISO
MISO | J170 | 2010-09-14 | Wind | 200 | Michigan | Tuscola County | Withdrawn/not Started | Michigan Electric Transmission Company, LLC | Karn - Manning 138kV | Dan E Karn (SubstationID: 16781) - Manning - Blumfield (SubstationID: 31387) | Tuscola County - J170 | 69418 | Not Provided by ISO | Not Provided by ISO | Not Provided by ISO | Not Provided by ISO | Not Provided by ISO
MISO | H041 | 2010-09-27 | Wind | 400 | Minnesota | Lincoln County | Withdrawn/not Started | Northern States Power (Xcel Energy) | Buffalo Ridge 115 kV Substation | Buffalo Ridge (SubstationID: 13006) | Lincoln County - H041 | 69080 | Not Provided by ISO | Not Provided by ISO | Not Provided by ISO | Not Provided by ISO | Not Provided by ISO
MISO | H003 | 2010-09-28 | Wind | 200 | Illinois | Mcdonough County | Withdrawn/not Started | Ameren Illinois | 138 kV line, 5 miles North of Macomb |  | McDonough County - H003 | 69053 | Not Provided by ISO | Not Provided by ISO | Not Provided by ISO | Not Provided by ISO | Not Provided by ISO
MISO | G670 | 2010-10-28 | Wind | 200 | Minnesota | Faribault County | Withdrawn/not Started | ITC Midwest | Winnebago - Hayward 161 kV | Hayward (SubstationID: 13027) - Winnebago (SubstationID: 14093) | Faribault County - G670 | 68855 | Not Provided by ISO | Not Provided by ISO | Not Provided by ISO | Not Provided by ISO | Not Provided by ISO
MISO | G865 | 2010-11-01 | Wind | 201 | Indiana | Benton County | Withdrawn/not Started | Northern Indiana Public Service Company | Goodland Sub | Goodland (SubstationID: 20111) | Benton County - G865 | 68963 | Not Provided by ISO | Not Provided by ISO | Not Provided by ISO | Not Provided by ISO | Not Provided by ISO
MISO | J176 | 2010-11-15 | Wind | 200 | Michigan | Gratiot County | Withdrawn/not Started | Michigan Electric Transmission Company, LLC | METC Nelson - Goss 345kV | Goss (SubstationID: 30445) - Nelson (SubstationID: 25212) | Gratiot County - J176 | 69469 | Not Provided by ISO | Not Provided by ISO | Not Provided by ISO | Not Provided by ISO | Not Provided by ISO
MISO | J177 | 2010-11-15 | Wind | 97.5 | Wisconsin | Saint Croix County | Withdrawn/not Started | Northern States Power (Xcel Energy) | Pine Lake - Apple River 161kV | Apple River (SubstationID: 42803) - Cylon (SubstationID: 19796) - Pine Lake (SubstationID: 39978) | Highland Wind Farm | 24974 | Not Provided by ISO | Not Provided by ISO | Not Provided by ISO | Not Provided by ISO | Not Provided by ISO
MISO | J178 | 2010-11-15 | Wind | 99.6 | North Dakota | Burleigh County | Withdrawn/not Started | Montana-Dakota Utilities Company | MDU Bismarck - Linton 115kV | Linton Jct. (SubstationID: 31241) | Burleigh County - J178 | 69490 | Not Provided by ISO | Not Provided by ISO | Not Provided by ISO | Not Provided by ISO | Not Provided by ISO
MISO | J179 | 2010-11-15 | Wind | 47.5 | Minnesota | Goodhue County | Withdrawn/not Started | Northern States Power (Xcel Energy) | Xcel Goodhue 69kV Substation |  | Goodhue County - J179 | 69499 | Not Provided by ISO | Not Provided by ISO | Not Provided by ISO | Not Provided by ISO | Not Provided by ISO
MISO | J180 | 2010-11-15 | Wind | 39 | Minnesota | Goodhue County | Withdrawn/not Started | Northern States Power (Xcel Energy) | Xcel Goodhue 69kV Substation |  | Goodhue County - J180 | 69507 | Not Provided by ISO | Not Provided by ISO | Not Provided by ISO | Not Provided by ISO | Not Provided by ISO
MISO | J182 | 2010-11-15 | Wind | 150 | Minnesota | Dodge County | Withdrawn/withdrawn | Great River Energy | Pleasant Valley Substation | Pleasant Valley (SubstationID: 13289) | Dodge County - J182 | 69523 | Not Provided by ISO | Not Provided by ISO | Not Provided by ISO | Not Provided by ISO | Not Provided by ISO
MISO | J183 | 2010-11-15 | Wind | 200 | Minnesota | Rock County | Done/in Service | Northern States Power (Xcel Energy) | Split Rock Substation | Split Rock (SubstationID: 13003) | Prairie Rose | 15496 | Not Provided by ISO | Not Provided by ISO | Not Provided by ISO | Not Provided by ISO | Not Provided by ISO
MISO | J184 | 2010-11-15 | Wind | 100 | Minnesota | Rock County | Withdrawn/not Started | Northern States Power (Xcel Energy) | Split Rock Substation 115kV | Split Rock (SubstationID: 13003) | Rock County - J184 | 69537 | Not Provided by ISO | Not Provided by ISO | Not Provided by ISO | Not Provided by ISO | Not Provided by ISO
MISO | J185 | 2010-11-15 | Wind | 100 | Michigan | Huron County | Withdrawn/withdrawn | ITC Transmission | Bauer - Rapson 345 kV | Bauer (SubstationID: 12834) - Rapson (SubstationID: 12835) | Huron County - J185 | 69541 | Not Provided by ISO | Not Provided by ISO | Not Provided by ISO | Not Provided by ISO | Not Provided by ISO
MISO | J186 | 2010-11-15 | Wind | 100 | Michigan | Huron County | Withdrawn/withdrawn | ITC Transmission | Baker - Rapson 345kV Substation near Slate | Rapson (SubstationID: 12835) | Huron County - J186 | 69542 | Not Provided by ISO | Not Provided by ISO | Not Provided by ISO | Not Provided by ISO | Not Provided by ISO
MISO | J187 | 2010-12-07 | Wind | 198 | Michigan | Shiawassee County | Withdrawn/not Started | Michigan Electric Transmission Company, LLC | St. Johns - Cornell 138 kV | Cornell - Caledonia (SubstationID: 25712) | Shiawassee County - J187 | 69543 | Not Provided by ISO | Not Provided by ISO | Not Provided by ISO | Not Provided by ISO | Not Provided by ISO
MISO | J188 | 2010-12-07 | Wind | 99 | Michigan | Lenawee County | Withdrawn/not Started | Michigan Electric Transmission Company, LLC | Moore Rd - Beecher 138 kV line | Beecher (SubstationID: 25671) - Moore (SubstationID: 47226) | Lenawee County - J188 | 69544 | Not Provided by ISO | Not Provided by ISO | Not Provided by ISO | Not Provided by ISO | Not Provided by ISO
MISO | G997 | 2010-12-07 | Wind | 50 | Michigan | Huron County | Done/in Service | ITC Transmission | ITCT Minden Substation | Minden (SubstationID: 21456) | Big Turtle | 36560 | Not Provided by ISO | Not Provided by ISO | Not Provided by ISO | Not Provided by ISO | Not Provided by ISO
MISO | G997 | 2010-12-07 | Wind | 50 | Michigan | Huron County | Done/in Service | ITC Transmission | ITCT Minden Substation | Minden (SubstationID: 21456) | Big Turtle II Wind Farm | 45000 | Not Provided by ISO | Not Provided by ISO | Not Provided by ISO | Not Provided by ISO | Not Provided by ISO
MISO | J189 | 2010-12-20 | Wind | 200 | South Dakota | Minnehaha County | Withdrawn/not Started | Northern States Power (Xcel Energy) | Anson Substation | Angus Anson (SubstationID: 11756) | Minnehaha County - J189 | 69545 | Not Provided by ISO | Not Provided by ISO | Not Provided by ISO | Not Provided by ISO | Not Provided by ISO
MISO | J190 | 2010-12-21 | Wind | 100 | Michigan | Ottawa County | Withdrawn/not Started | Michigan Electric Transmission Company, LLC | Kenowa 345kV Substation | Kenowa (SubstationID: 19477) | Ottawa County - J190 | 41144 | Not Provided by ISO | Not Provided by ISO | Not Provided by ISO | Not Provided by ISO | Not Provided by ISO
MISO | J191 | 2010-12-28 | Wind | 101.2 | Iowa | Cass County | Done/in Service | MidAmerican Energy Company | Rolling Hills 345 kV Substation | Rolling Hills (SubstationID: 21462) | Rolling Hills | 5264 | Not Provided by ISO | Not Provided by ISO | Not Provided by ISO | Not Provided by ISO | Not Provided by ISO
MISO | J191 | 2010-12-28 | Wind | 101.2 | Iowa | Cass County | Done/in Service | MidAmerican Energy Company | Rolling Hills 345 kV Substation | Rolling Hills (SubstationID: 21462) | Rolling Hills | 24981 | Not Provided by ISO | Not Provided by ISO | Not Provided by ISO | Not Provided by ISO | Not Provided by ISO
MISO | J192 | 2011-01-31 | Wind | 500 | Iowa | Washington County | Withdrawn/not Started | Ameren Missouri | Hills - Sub T 345 kV | Hills (SubstationID: 30734) - Sub T (SubstationID: 46522) | Washington County - J192 | 69546 | Not Provided by ISO | Not Provided by ISO | Not Provided by ISO | Not Provided by ISO | Not Provided by ISO
MISO | J193 | 2011-02-03 | Wind | 50 | Minnesota | Otter Tail County | Withdrawn/not Started | Great River Energy | Tamarac 115 kV sub | Tamarac (SubstationID: 19810) | Otter Tail County - J193 | 69547 | Not Provided by ISO | Not Provided by ISO | Not Provided by ISO | Not Provided by ISO | Not Provided by ISO
MISO | J194 | 2011-02-04 | Wind | 300 | Michigan | Manistee County | Withdrawn/not Started | Michigan Electric Transmission Company, LLC | Keystone - Ludington 345kV | Keystone (SubstationID: 20738) - Ludington (SubstationID: 46761) | Manistee County - J194 | 69548 | Not Provided by ISO | Not Provided by ISO | Not Provided by ISO | Not Provided by ISO | Not Provided by ISO
MISO | J195 | 2011-02-04 | Wind | 200 | Michigan | Shiawassee County | Withdrawn/not Started | Michigan Electric Transmission Company, LLC | Bell Road - North Corunna 138 kV | Bell Road - Taymouth (SubstationID: 25673) - North Corunna - Caledonia (SubstationID: 25802) | Shiawassee County - J195 | 69549 | Not Provided by ISO | Not Provided by ISO | Not Provided by ISO | Not Provided by ISO | Not Provided by ISO
MISO | J196 | 2011-02-07 | Wind | 50 | Illinois | Vermilion County | Done/in Service | Ameren Illinois | Vermillion 138 kV Substation | Vermilion (SubstationID: 19918) | California Ridge | 8990 | Not Provided by ISO | Not Provided by ISO | Not Provided by ISO | Not Provided by ISO | Not Provided by ISO
MISO | J197 | 2011-02-07 | Wind | 124.8 | Michigan | Lenawee County | Withdrawn/not Started | Michigan Electric Transmission Company, LLC | METC Moore Rd - Beecher 138 kV | Beecher (SubstationID: 25671) - Moore (SubstationID: 47226) | Lenawee County - J197 | 69550 | Not Provided by ISO | Not Provided by ISO | Not Provided by ISO | Not Provided by ISO | Not Provided by ISO
MISO | J198 | 2011-02-07 | Wind | 99 | Minnesota | Lyon County | Withdrawn/not Started | Northern States Power (Xcel Energy) | Buffalo Ridge - Lake Yankton 115kV | Buffalo Ridge (SubstationID: 13006) - Lake Yankton (SubstationID: 10154) | Lyon County - J198 | 69551 | Not Provided by ISO | Not Provided by ISO | Not Provided by ISO | Not Provided by ISO | Not Provided by ISO
MISO | J199 | 2011-02-08 | Wind | 120 | Michigan | Gratiot County | Withdrawn/withdrawn | Michigan Electric Transmission Company, LLC | Slate Substation via J132 Interconnection Facilities | Slate (SubstationID: 21459) | Gratiot County - J199 | 69552 | Not Provided by ISO | Not Provided by ISO | Not Provided by ISO | Not Provided by ISO | Not Provided by ISO
MISO | J201 | 2011-02-16 | Wind | 20 | Michigan | Bay County | Done/in Service | Michigan Electric Transmission Company, LLC | METC Manning 138kV Substation | Tuscola Bay (SubstationID: 19873) | Tuscola Bay | 19339 | Not Provided by ISO | Not Provided by ISO | Not Provided by ISO | Not Provided by ISO | Not Provided by ISO
MISO | J202 | 2011-02-16 | Wind | 101 | Michigan | Tuscola County | Done/in Service | ITC Transmission | ITC Atlanta - Tuscola 115 kV | Tuscola (SubstationID: 72691) | Tuscola Bay II | 34799 | Not Provided by ISO | Not Provided by ISO | Not Provided by ISO | Not Provided by ISO | Not Provided by ISO
MISO | J204 | 2011-02-17 | Wind | 200 | Michigan | Calhoun County | Withdrawn/not Started | Michigan Electric Transmission Company, LLC | ITC Rice Creek - Denso 138 kV | Rice Creek - Sheridan (SubstationID: 25827) | Calhoun County - J204 | 69553 | Not Provided by ISO | Not Provided by ISO | Not Provided by ISO | Not Provided by ISO | Not Provided by ISO
MISO | J205 | 2011-02-17 | Wind | 200 | Illinois | Montgomery County | Withdrawn/not Started | Ameren Illinois | Pana - Midway 138kV | Midway (SubstationID: 22973) - Pana (SubstationID: 13986) | Montgomery County - J205 | 69554 | Not Provided by ISO | Not Provided by ISO | Not Provided by ISO | Not Provided by ISO | Not Provided by ISO
MISO | J206 | 2011-02-25 | Solar PV | 25 | Michigan | Wayne County | Withdrawn/not Started | Michigan Electric Transmission Company, LLC | Dayton 120 kV Substation | Dayton (SubstationID: 26048) | Wayne County - J206 | 69555 | Not Provided by ISO | Not Provided by ISO | Not Provided by ISO | Not Provided by ISO | Not Provided by ISO
MISO | J207 | 2011-03-01 | Solar PV | 100 | Michigan | Washtenaw County | Withdrawn/not Started | Michigan Electric Transmission Company, LLC | Luzon - Kentucky 120 kV | Kentucky - Milan (SubstationID: 26086) - Luzon - Dundee Twp (SubstationID: 26099) | Washtenaw County - J207 | 69556 | Not Provided by ISO | Not Provided by ISO | Not Provided by ISO | Not Provided by ISO | Not Provided by ISO
MISO | J208 | 2011-03-03 | Wind | 500 | Ohio | Huron County | Withdrawn/not Started | FirstEnergy Solutions Corp. | FE Davis Besse - Beaver 345 kV | Beaver (SubstationID: 13923) - Davis-Besse (SubstationID: 13922) | Huron County - J208 | 69557 | Not Provided by ISO | Not Provided by ISO | Not Provided by ISO | Not Provided by ISO | Not Provided by ISO
MISO | J209 | 2011-03-28 | Wind | 250 | North Dakota | Mcintosh County | Withdrawn/not Started | Montana-Dakota Utilities Company | Wishek - Tatanka 230 kV | Tatanka (SubstationID: 20110) - Wishek Jct. (SubstationID: 33624) | McIntosh County - J209 | 69558 | Not Provided by ISO | Not Provided by ISO | Not Provided by ISO | Not Provided by ISO | Not Provided by ISO
MISO | J210 | 2011-04-05 | Solar PV | 20 | Ohio | Butler County | Withdrawn/not Started | DEO&K | Todd Hunter 69 kV Substation | Todd (SubstationID: 42587) | Butler County - J210 | 69559 | Not Provided by ISO | Not Provided by ISO | Not Provided by ISO | Not Provided by ISO | Not Provided by ISO
MISO | J212 | 2011-04-11 | Wind | 600 | North Dakota | Ward County | Withdrawn/not Started | Great River Energy | GRE Coal Creek 230kV Substation | Coal Creek (SubstationID: 11739) | Ward County - J212 | 69560 | Not Provided by ISO | Not Provided by ISO | Not Provided by ISO | Not Provided by ISO | Not Provided by ISO
MISO | J213 | 2011-04-11 | Wind | 200 | Illinois | Sangamon County | Withdrawn/not Started | Ameren Illinois | N. Auburn 138kV | Auburn (SubstationID: 37587) | Sangamon County - J213 | 69561 | Not Provided by ISO | Not Provided by ISO | Not Provided by ISO | Not Provided by ISO | Not Provided by ISO
MISO | J214 | 2011-04-11 | Wind | 150 | Indiana | Marshall County | Withdrawn/not Started | Northern Indiana Public Service Company | Plmouth - Lessburg 138kV | Plymouth (SubstationID: 40053) | Marshall County - J214 | 69562 | Not Provided by ISO | Not Provided by ISO | Not Provided by ISO | Not Provided by ISO | Not Provided by ISO
MISO | J070 | 2011-04-11 | Wind | 49.2 | Michigan | Clinton County | Withdrawn/not Started | Michigan Electric Transmission Company, LLC | METC Bingham - David 138 kV | Bingham (SubstationID: 25677) - David - Portland (SubstationID: 25717) | Clinton County - J070 | 69181 | Not Provided by ISO | Not Provided by ISO | Not Provided by ISO | Not Provided by ISO | Not Provided by ISO
MISO | G959 | 2011-04-12 | Wind | 200 | Minnesota | Goodhue County | Withdrawn/not Started | Northern States Power (Xcel Energy) | Twin Cities - LaCrosse 345 kV |  | Goodhue County - G959 | 69020 | Not Provided by ISO | Not Provided by ISO | Not Provided by ISO | Not Provided by ISO | Not Provided by ISO
MISO | G960 | 2011-04-12 | Wind | 200 | Minnesota | Goodhue County | Withdrawn/not Started | Northern States Power (Xcel Energy) | Twin Cities - LaCross 345kV |  | Goodhue County - G960 | 69021 | Not Provided by ISO | Not Provided by ISO | Not Provided by ISO | Not Provided by ISO | Not Provided by ISO
MISO | G961 | 2011-04-12 | Wind | 200 | Minnesota | Goodhue County | Withdrawn/not Started | Northern States Power (Xcel Energy) | Twin Cities - LaCrosse 345kV |  | Goodhue County - G961 | 69022 | Not Provided by ISO | Not Provided by ISO | Not Provided by ISO | Not Provided by ISO | Not Provided by ISO
MISO | G696 | 2011-04-12 | Wind | 50 | North Dakota | Cass County | Withdrawn/not Started | Otter Tail Power Company | OTP Buffalo 115 kV Substation | Bison (SubstationID: 997) | Prosperity Wind Farm | 41158 | Not Provided by ISO | Not Provided by ISO | Not Provided by ISO | Not Provided by ISO | Not Provided by ISO
MISO | J109 | 2011-04-26 | Wind | 99 | Wisconsin | Lafayette County | Withdrawn/not Started | American Transmission Co. LLC | ATC Darlington - Hillman 138 kV | Darlington (SubstationID: 23382) - Hillman (SubstationID: 21361) | Lafayette County - J109 | 69209 | Not Provided by ISO | Not Provided by ISO | Not Provided by ISO | Not Provided by ISO | Not Provided by ISO
MISO | H022 | 2011-04-28 | Wind | 33 | North Dakota | Barnes County | Withdrawn/not Started | Otter Tail Power Company | OTP Sanborn 41.6 kV Substation |  | Barnes County - H022 | 69066 | Not Provided by ISO | Not Provided by ISO | Not Provided by ISO | Not Provided by ISO | Not Provided by ISO
MISO | H025 | 2011-04-28 | Wind | 200 | South Dakota | Minnehaha County | Withdrawn/not Started | Northern States Power (Xcel Energy) | Anson Substation | Angus Anson (SubstationID: 11756) | Minnehaha County - H025 | 69068 | Not Provided by ISO | Not Provided by ISO | Not Provided by ISO | Not Provided by ISO | Not Provided by ISO
MISO | G951 | 2011-04-28 | Wind | 99 | North Dakota | Sheridan County | Withdrawn/not Started | Otter Tail Power Company | OTP Coal Creek - Harvey 230 kV | Coal Creek (SubstationID: 11739) - Harvey Northwest (SubstationID: 35420) | Sheridan County - G951 | 69012 | Not Provided by ISO | Not Provided by ISO | Not Provided by ISO | Not Provided by ISO | Not Provided by ISO
MISO | G916 | 2011-04-28 | Wind | 53 | North Dakota | Sheridan County | Withdrawn/not Started | Otter Tail Power Company | OTP Harvey 230kV Substation |  | Sheridan County - G916 | 68999 | Not Provided by ISO | Not Provided by ISO | Not Provided by ISO | Not Provided by ISO | Not Provided by ISO
MISO | G991 | 2011-04-28 | Wind | 200 | Minnesota | Fillmore County | Withdrawn/not Started | ITC Midwest | Harmony - Lansing 161kV | Harmony (SubstationID: 11193) - Lansing (SubstationID: 11796) | Fillmore County - G991 | 69045 | Not Provided by ISO | Not Provided by ISO | Not Provided by ISO | Not Provided by ISO | Not Provided by ISO
MISO | G771 | 2011-05-03 | Wind | 200 | Iowa | Howard County | Withdrawn/not Started | ITC Midwest | ITCM Adams - Hazleton 345 kV | Hazleton (SubstationID: 1145) | Howard County - G771 | 68911 | Not Provided by ISO | Not Provided by ISO | Not Provided by ISO | Not Provided by ISO | Not Provided by ISO
MISO | G757 | 2011-05-03 | Wind | 200 | North Dakota | Adams County | Withdrawn/not Started | Montana-Dakota Utilities Company | Gascoyne Generating Station Substation |  | Adams County - G757 | 68902 | Not Provided by ISO | Not Provided by ISO | Not Provided by ISO | Not Provided by ISO | Not Provided by ISO
MISO | J216 | 2011-06-24 | Wind | 25 | Minnesota | Mower County | Withdrawn/not Started | SMMPA | Austin Northeast 69 kV Substation | Austin Northeast (SubstationID: 18241) | Mower County - J216 | 69563 | Not Provided by ISO | Not Provided by ISO | Not Provided by ISO | Not Provided by ISO | Not Provided by ISO
MISO | J217 | 2011-06-24 | Wind | 50 | Wisconsin | Columbia County | Withdrawn/not Started | American Transmission Co. LLC | North Randolph 69 kV Substation | North Randolph (SubstationID: 23501) | Columbia County - J217 | 69564 | Not Provided by ISO | Not Provided by ISO | Not Provided by ISO | Not Provided by ISO | Not Provided by ISO
MISO | J218 | 2011-06-27 | Wind | 150 | North Dakota | Adams County | Withdrawn/not Started | Montana-Dakota Utilities Company | Hettinger 230kV | Hettinger Jct. (SubstationID: 30700) | Adams County - J218 | 69565 | Not Provided by ISO | Not Provided by ISO | Not Provided by ISO | Not Provided by ISO | Not Provided by ISO
MISO | J220 | 2011-06-27 | Solar PV | 45 | Michigan | Monroe County | Withdrawn/not Started | Michigan Electric Transmission Company, LLC | Beecher - Whiting 138 kV | Beecher (SubstationID: 25671) - J R Whiting (SubstationID: 16780) | Monroe County - J220 | 69566 | Not Provided by ISO | Not Provided by ISO | Not Provided by ISO | Not Provided by ISO | Not Provided by ISO
MISO | J125 | 2011-08-22 | Wind | 151.2 | Illinois | Macon County | Withdrawn/not Started | Ameren Illinois | Latham - Maroa West 345 kV |  | Macon County - J125 | 69219 | Not Provided by ISO | Not Provided by ISO | Not Provided by ISO | Not Provided by ISO | Not Provided by ISO
MISO | J222 | 2011-08-22 | Wind | 200 | Michigan | Gratiot County | Withdrawn/not Started | Michigan Electric Transmission Company, LLC | METC Nelson Road - Goss 345 kV | Goss (SubstationID: 30445) - Nelson Road (SubstationID: 21498) | Gratiot County - J222 | 69567 | Not Provided by ISO | Not Provided by ISO | Not Provided by ISO | Not Provided by ISO | Not Provided by ISO
MISO | J223 | 2011-08-22 | Wind | 30 | Minnesota | Mower County | Withdrawn/not Started | SMMPA | Austin Northeast Plant 69kV | Austin Northeast (SubstationID: 18241) | Mower County - J223 | 69568 | Not Provided by ISO | Not Provided by ISO | Not Provided by ISO | Not Provided by ISO | Not Provided by ISO
MISO | J221 | 2011-08-22 | Wind | 5 | Wisconsin | Saint Croix County | Withdrawn/not Started | Northern States Power (Xcel Energy) | Pine Lake - Apple River 161 kV | Apple River (SubstationID: 42803) - Cylon (SubstationID: 19796) - Pine Lake (SubstationID: 39978) | Highland Wind Farm | 24974 | Not Provided by ISO | Not Provided by ISO | Not Provided by ISO | Not Provided by ISO | Not Provided by ISO
MISO | R64 | 2011-09-08 | Wind | 70 | Iowa | Carroll County | Withdrawn/not Started | MidAmerican Energy Company | Victory Substation | Victory (SubstationID: 20162) | Carroll County - R64 | 69614 | Not Provided by ISO | Not Provided by ISO | Not Provided by ISO | Not Provided by ISO | Not Provided by ISO
MISO | J225 | 2011-09-19 | Wind | 100 | Michigan | Eaton County | Withdrawn/not Started | Michigan Electric Transmission Company, LLC | Charlotte - Delhi 115 kV | Charlotte - Eaton Twp (SubstationID: 52565) - Delhi (SubstationID: 20736) | Eaton County - J225 | 69569 | Not Provided by ISO | Not Provided by ISO | Not Provided by ISO | Not Provided by ISO | Not Provided by ISO
MISO | G939 | 2011-09-26 | Wind | 250 | South Dakota | Grant County | Withdrawn/not Started | Otter Tail Power Company | OTP Big Stone 230 kV Substation | Big Stone Plant (SubstationID: 38183) | Grant County - G939 | 41483 | Not Provided by ISO | Not Provided by ISO | Not Provided by ISO | Not Provided by ISO | Not Provided by ISO
MISO | J094 | 2011-11-14 | Wind | 200 | Wisconsin | Manitowoc County | Withdrawn/not Started | -- No Company -- | Kewaunee - Shoto 138 kV | Kewaunee Nuclear Generating Station (SubstationID: 16965) - Shoto (SubstationID: 34597) | Manitowoc County - J094 | 69198 | Not Provided by ISO | Not Provided by ISO | Not Provided by ISO | Not Provided by ISO | Not Provided by ISO
MISO | J235 | 2011-11-15 | Wind | 110 | Michigan | Huron County | Done/in Service | ITC Transmission | Bauer - Rapson 345 kV | Grassmere (SubstationID: 19926) | Huron II (AKA Echo Wind Park) | 30617 | Not Provided by ISO | Not Provided by ISO | Not Provided by ISO | Not Provided by ISO | Not Provided by ISO
MISO | G934 | 2012-01-24 | Wind | 150 | Michigan | Gratiot County | Done/in Service | Michigan Electric Transmission Company, LLC | METC Nelson Road 345kV substation | Nelson Road (SubstationID: 21498) | Gratiot Farms | 28408 | Not Provided by ISO | Not Provided by ISO | Not Provided by ISO | Not Provided by ISO | Not Provided by ISO
MISO | J107 | 2012-01-30 | Wind | 200 | Illinois | Logan County | Withdrawn/not Started | City of Springfield, IL - CWLP | CWLP Interstate Substation | Interstate (SubstationID: 18487) | Logan County - J107 | 69207 | Not Provided by ISO | Not Provided by ISO | Not Provided by ISO | Not Provided by ISO | Not Provided by ISO
MISO | J243 | 2012-05-21 | Wind | 75 | Minnesota | Jackson County | Withdrawn/not Started | ITC Midwest | Lakefield - Triboji 161 kV | Lakefield Junction (SubstationID: 13005) - Triboji (SubstationID: 19934) | Jackson County - J243 | 69570 | Not Provided by ISO | Not Provided by ISO | Not Provided by ISO | Not Provided by ISO | Not Provided by ISO
MISO | J245 | 2012-05-21 | Wind | 100 | Michigan | Tuscola County | Withdrawn/not Started | Michigan Electric Transmission Company, LLC | ITC Thumb Loop |  | Tuscola County - J245 | 69571 | Not Provided by ISO | Not Provided by ISO | Not Provided by ISO | Not Provided by ISO | Not Provided by ISO
MISO | J246 | 2012-05-21 | Wind | 7 | Michigan | Gratiot County | Done/in Service | Michigan Electric Transmission Company, LLC | Nelson Road - Goss 345 kV | Slate (SubstationID: 21459) | Beebe Community Wind Farm | 24523 | Not Provided by ISO | Not Provided by ISO | Not Provided by ISO | Not Provided by ISO | Not Provided by ISO
MISO | J247 | 2012-05-21 | Wind | 150 | Michigan | Sanilac County | Withdrawn/not Started | Michigan Electric Transmission Company, LLC | Sandusky 120 kV Substation | Sandusky - Sandusky (SubstationID: 26141) | Sanilac County - J247 | 69572 | Not Provided by ISO | Not Provided by ISO | Not Provided by ISO | Not Provided by ISO | Not Provided by ISO
MISO | J249 | 2012-07-02 | Wind | 180 | North Dakota | Dickey County | Done/in Service | Montana-Dakota Utilities Company | MDU Tatanka Substation | Tatanka (SubstationID: 20110) | Tatanka | 156 | Not Provided by ISO | Not Provided by ISO | Not Provided by ISO | Not Provided by ISO | Not Provided by ISO
MISO | J264 | 2012-11-16 | Wind | 120.75 | Michigan | Shiawassee County | Withdrawn/not Started | Michigan Electric Transmission Company, LLC | Bingham - Cornell 138 kV | Bingham (SubstationID: 25677) - Cornell (Milwaukee) (SubstationID: 39793) | Shiawassee County - J264 | 41170 | Not Provided by ISO | Not Provided by ISO | Not Provided by ISO | Not Provided by ISO | Not Provided by ISO
MISO | J260 | 2012-11-16 | Wind | 100 | Illinois | Ford County | Withdrawn/not Started | Ameren Illinois | Paxton East 138kV Substation | Paxton East (SubstationID: 20087) | Dogtown Wind Project | 33816 | Not Provided by ISO | Not Provided by ISO | Not Provided by ISO | Not Provided by ISO | Not Provided by ISO
MISO | J261 | 2012-11-16 | Wind | 100 | Indiana | Montgomery County | Withdrawn/not Started | Duke Energy Corporation | Linden - Crawfordsville 138 kV | Crawfordsville (SubstationID: 27182) - Linden (SubstationID: 72124) | Montgomery County - J261 | 41171 | Not Provided by ISO | Not Provided by ISO | Not Provided by ISO | Not Provided by ISO | Not Provided by ISO
MISO | J265 | 2012-11-19 | Wind | 100 | Illinois | Marshall County | Withdrawn/not Started | Ameren Illinois | 3 miles SE of Toluca, IL |  | Minonk Stewardship Wind Farm | 14896 | Not Provided by ISO | Not Provided by ISO | Not Provided by ISO | Not Provided by ISO | Not Provided by ISO
MISO | J266 | 2012-11-19 | Wind | 200 | South Dakota | Roberts County | Withdrawn/not Started | -- No Company -- | OTP Big Stone Substation 345 kV | Big Stone South (SubstationID: 19532) | Roberts County - J266 | 69575 | Not Provided by ISO | Not Provided by ISO | Not Provided by ISO | Not Provided by ISO | Not Provided by ISO
MISO | J262 | 2013-01-07 | Wind | 100 | North Dakota | Stutsman County | Done/in Service | Otter Tail Power Company | OTP Jamestown 345/115 kV substation | Jamestown (Ottertail) (SubstationID: 21458) | Courtenay Wind Farm | 33443 | Not Provided by ISO | Not Provided by ISO | Not Provided by ISO | Not Provided by ISO | Not Provided by ISO
MISO | J263 | 2013-01-07 | Wind | 100 | North Dakota | Stutsman County | Done/in Service | Otter Tail Power Company | OTP Jamestown 345/115 kV Substation | Jamestown (Ottertail) (SubstationID: 21458) | Courtenay Wind Farm | 33443 | Not Provided by ISO | Not Provided by ISO | Not Provided by ISO | Not Provided by ISO | Not Provided by ISO
MISO | J054 | 2013-01-07 | Wind | 197.8 | Indiana | Tipton County | Withdrawn/not Started | Duke Energy Corporation | DEM Kokomo - Noblesville 230kV |  | Tipton County - J054 | 69170 | Not Provided by ISO | Not Provided by ISO | Not Provided by ISO | Not Provided by ISO | Not Provided by ISO
MISO | H071 | 2013-01-07 | Wind | 40 | Minnesota | Stearns County | Done/in Service | Northern States Power (Xcel Energy) | Xcel Black Oak 69 kV Substation | Black Oak (SubstationID: 21510) | Black Oak | 15495 | Not Provided by ISO | Not Provided by ISO | Not Provided by ISO | Not Provided by ISO | Not Provided by ISO
MISO | G858 | 2013-01-07 | Wind | 38 | Minnesota | Stearns County | Done/in Service | Northern States Power (Xcel Energy) | XEL Black Oak 69 kV Substation | Black Oak (SubstationID: 21510) | Getty Wind Farm | 29972 | Not Provided by ISO | Not Provided by ISO | Not Provided by ISO | Not Provided by ISO | Not Provided by ISO
MISO | J118 | 2013-01-07 | Wind | 50 | Iowa | Greene County | Withdrawn/withdrawn | MidAmerican Energy Company | MEC Drager - Grand Junction 161 kV | Grand Junction (SubstationID: 20106) | Greene County - J118 | 69215 | Not Provided by ISO | Not Provided by ISO | Not Provided by ISO | Not Provided by ISO | Not Provided by ISO
MISO | J267 | 2013-01-14 | Wind | 125 | Michigan | Tuscola County | Withdrawn/not Started | ITC Transmission | Karn - Garfield 138 kV line | Dan E Karn (SubstationID: 16781) - Garfield Avenue (SubstationID: 55950) | Tuscola County - J267 | 69576 | Not Provided by ISO | Not Provided by ISO | Not Provided by ISO | Not Provided by ISO | Not Provided by ISO
MISO | J270 | 2013-03-07 | Wind | 197.8 | Indiana | Newton County | Withdrawn/not Started | Northern Indiana Public Service Company | NIPSCO Thayer - Schafer 138 kV | Thayer (SubstationID: 33140) | Newton County - J270 | 41088 | Not Provided by ISO | Not Provided by ISO | Not Provided by ISO | Not Provided by ISO | Not Provided by ISO
MISO | J274 | 2013-03-14 | Wind | 100 | Iowa | Madison County | Done/in Service | MidAmerican Energy Company | Winterset. - Creston 161 kV | Macksburg (SubstationID: 21460) | Macksburg | 37384 | Not Provided by ISO | Not Provided by ISO | Not Provided by ISO | Not Provided by ISO | Not Provided by ISO
MISO | J276 | 2013-03-18 | Wind; Battery Storage | 150 | Illinois | Iroquois County | Done/withdrawn | Ameren Illinois | Sheldon South | Settler's Trail (SubstationID: 20089) | Settler's Trail | 14572 | Not Provided by ISO | Not Provided by ISO | Not Provided by ISO | Not Provided by ISO | Not Provided by ISO
MISO | J278 | 2013-03-18 | Wind | 200 | Minnesota | Mower County | Done/in Service | Great River Energy | 161 kV bus at the Pleasant Valley Station | Pleasant Valley (SubstationID: 13289) | Pleasant Valley Wind Farm | 15815 | Not Provided by ISO | Not Provided by ISO | Not Provided by ISO | Not Provided by ISO | Not Provided by ISO
MISO | J281 | 2013-05-17 | Wind | 50 | Michigan | Huron County | Withdrawn/withdrawn | ITC Transmission | Cosmo-Harvest Wind 120 kV circuit near Cosmo subst | Stein (SubstationID: 20105) | Apple Blossom | 24363 | Not Provided by ISO | Not Provided by ISO | Not Provided by ISO | Not Provided by ISO | Not Provided by ISO
MISO | J282 | 2013-05-17 | Wind | 50 | Michigan | Huron County | Withdrawn/withdrawn | ITC Transmission | Cosmo-Harvest Wind 120kV circuit near Cosmo sub | Stein (SubstationID: 20105) | Apple Blossom | 24363 | Not Provided by ISO | Not Provided by ISO | Not Provided by ISO | Not Provided by ISO | Not Provided by ISO
MISO | J285 | 2013-05-20 | Wind | 250 | Iowa | Obrien County | Done/in Service | MidAmerican Energy Company | Proposed O'Brien County 345kV substation | O'Brien (SubstationID: 21496) | O'Brien | 41161 | Not Provided by ISO | Not Provided by ISO | Not Provided by ISO | Not Provided by ISO | Not Provided by ISO
MISO | J288 | 2013-07-08 | Wind | 40 | Minnesota | Kandiyohi County / Meeker County | Withdrawn/not Started | Northern States Power (Xcel Energy) | Atwater-Grove City 69kV line 0.8 miles no of GRE Atwater Sub | Atwater (SubstationID: 37580) | Lake Country | 6735 | Not Provided by ISO | Not Provided by ISO | Not Provided by ISO | Not Provided by ISO | Not Provided by ISO
MISO | J289 | 2013-07-11 | Wind | 20 | Iowa | Madison County | Done/in Service | MidAmerican Energy Company | 161 kV sybstation on Winterset Junction to Creston 161 kV Line | Macksburg (SubstationID: 21460) | Macksburg | 37384 | Not Provided by ISO | Not Provided by ISO | Not Provided by ISO | Not Provided by ISO | Not Provided by ISO
MISO | J290 | 2013-08-05 | Wind | 150 | North Dakota | Rolette County | Done/in Service | Northern States Power (Xcel Energy) | 230 kV Rugby to Glenboro | Peace Garden (SubstationID: 21457) | Border Winds I | 21651 | Not Provided by ISO | Not Provided by ISO | Not Provided by ISO | Not Provided by ISO | Not Provided by ISO
MISO | J296 | 2013-09-18 | Wind | 69.3 | Michigan | Presque Isle County | Withdrawn/not Started | Michigan Electric Transmission Company, LLC | Unknown |  | Presque Isle County - J296 | 41186 | Not Provided by ISO | Not Provided by ISO | Not Provided by ISO | Not Provided by ISO | Not Provided by ISO
MISO | J316 | 2013-11-18 | Wind | 150 | North Dakota | Dickey County | Done/in Service | Montana-Dakota Utilities Company | MDU 230 kV Tatanka-Ellendale line | Ellendale (SubstationID: 13224) - Tatanka (SubstationID: 20110) | Foxtail Wind (FKA Rough Rider I) | 8485 | Not Provided by ISO | Not Provided by ISO | Not Provided by ISO | Not Provided by ISO | Not Provided by ISO
MISO | J300 | 2013-11-18 | Wind | 60 | Michigan | Mackinac County | Withdrawn/not Started | American Transmission Co. LLC | Existing Pine River Substation | Pine River (SubstationID: 20820) | Mackinac County - J300 | 41157 | Not Provided by ISO | Not Provided by ISO | Not Provided by ISO | Not Provided by ISO | Not Provided by ISO
MISO | J301 | 2013-11-18 | Wind | 101 | Michigan | Tuscola County | Done/in Service | ITC Transmission | ITCs Bauer-Rapson 345kV line | Bauer (SubstationID: 12834) - Rapson (SubstationID: 12835) | Pegasus Wind | 59875 | Not Provided by ISO | Not Provided by ISO | Not Provided by ISO | Not Provided by ISO | Not Provided by ISO
MISO | J302 | 2013-11-18 | Wind | 101.2 | North Dakota | Emmons County /logan County | Done/in Service | Montana-Dakota Utilities Company | 230kV Heskett-Wishek | Emmons-Logan Wind Energy Center (SubstationID: 45299) | Emmons-Logan Wind | 49932 | Not Provided by ISO | Not Provided by ISO | Not Provided by ISO | Not Provided by ISO | Not Provided by ISO
MISO | J307 | 2013-11-18 | Wind | 201 | Michigan | Osceola County | Withdrawn/not Started | Michigan Electric Transmission Company, LLC | Unknown | Tippy-Chase (SubstationID: 21515) | Osceola County - J307 | 41187 | Not Provided by ISO | Not Provided by ISO | Not Provided by ISO | Not Provided by ISO | Not Provided by ISO
MISO | J308 | 2013-11-18 | Wind | 301 | Michigan | Sanilac County | Withdrawn/withdrawn | ITC Transmission | ITC Rapson-Banner 345kV Line | Banner (SubstationID: 12836) - Rapson (SubstationID: 12835) | Huron Wind | 41156 | Not Provided by ISO | Not Provided by ISO | Not Provided by ISO | Not Provided by ISO | Not Provided by ISO
MISO | J321 | 2014-01-13 | Wind | 151.2 | Michigan | Sanilac County | Withdrawn/withdrawn | ITC Transmission | 345 kV Rapson to Banner | Banner (SubstationID: 12836) - Rapson (SubstationID: 12835) | Sanilac County - J321 | 41155 | Not Provided by ISO | Not Provided by ISO | Not Provided by ISO | Not Provided by ISO | Not Provided by ISO
MISO | J323 | 2014-01-14 | Wind | 19.79 | Louisiana | St. Mary | Withdrawn/not Started | Cleco Corporation | Ivanhoe Substation | Ivanhoe (SubstationID: 21493) | St. Mary - J323 | 41154 | Not Provided by ISO | Not Provided by ISO | Not Provided by ISO | Not Provided by ISO | Not Provided by ISO
MISO | J325 | 2014-03-12 | Wind | 4 | Michigan | Huron County | Done/in Service | ITC Transmission | ITC Minden Station | Minden (SubstationID: 21456) | Huron County - J325 | 69588 | Not Provided by ISO | Not Provided by ISO | Not Provided by ISO | Not Provided by ISO | Not Provided by ISO
MISO | J327 | 2014-03-17 | Wind | 150 | Michigan | Huron County | Done/in Service | ITC Transmission | Raphson 120kV substation | Rapson (SubstationID: 12835) | Deerfield | 27735 | Not Provided by ISO | Not Provided by ISO | Not Provided by ISO | Not Provided by ISO | Not Provided by ISO
MISO | J330 | 2014-05-15 | Solar PV | 24.39 | Minnesota | Lyon County | Withdrawn/not Started | Northern States Power (Xcel Energy) | Tracy - Walnut Grove 69 kV | Tracy (SubstationID: 21494) | MN Solar I | 40770 | Not Provided by ISO | Not Provided by ISO | Not Provided by ISO | Not Provided by ISO | Not Provided by ISO
MISO | J340 | 2014-05-16 | Wind | 100 | Michigan | Huron County | Done/in Service | ITC Transmission | Harvest Wind Tap on Cosmo-Bad Axe 120 kv line | Stein (SubstationID: 20105) | Apple Blossom | 24363 | Not Provided by ISO | Not Provided by ISO | Not Provided by ISO | Not Provided by ISO | Not Provided by ISO
MISO | J343 | 2014-05-19 | Wind | 150 | Iowa | Adams County | Done/in Service | MidAmerican Energy Company | 161 kv substation on Creston-Clarinda line | Clarinda (SubstationID: 29531) - Creston (SubstationID: 19608) | Adams Wind Farm (AKA Wind IX) | 40578 | Not Provided by ISO | Not Provided by ISO | Not Provided by ISO | Not Provided by ISO | Not Provided by ISO
MISO | J344 | 2014-05-19 | Wind | 169 | Iowa | Mahaska County | Done/in Service | ITC Midwest | 161 kV substation on Poweshiek-Oskaloosa line | Irvine Switching Station (SubstationID: 41674) | Prairie Wind Farm (Wind XI) | 50063 | Not Provided by ISO | Not Provided by ISO | Not Provided by ISO | Not Provided by ISO | Not Provided by ISO
MISO | J348 | 2014-05-19 | Solar PV; Battery Storage | 81 | Arkansas | Arkansas County | Done/in Service | Entergy | Entergy Stuttgart Rcuskey-Almyra115 kv line | Stuttgart Solar (SubstationID: 41034) | Stuttgart Solar | 41146 | Not Provided by ISO | Not Provided by ISO | Not Provided by ISO | Not Provided by ISO | Not Provided by ISO
MISO | J350 | 2014-05-19 | Solar PV | 50 | Arkansas | Chicot County | Withdrawn/not Started | Entergy | Lake Village Bagby 115 kV Substation | Lake Village Bagby (SubstationID: 28166) | Chicot County - J350 | 41177 | Not Provided by ISO | Not Provided by ISO | Not Provided by ISO | Not Provided by ISO | Not Provided by ISO
MISO | J354 | 2014-05-19 | Wind | 52 | Michigan | Huron County | Done/in Service | ITC Transmission | ITC Grassmere | Grassmere (SubstationID: 19926) | Huron II (AKA Echo Wind Park) | 30617 | Not Provided by ISO | Not Provided by ISO | Not Provided by ISO | Not Provided by ISO | Not Provided by ISO
MISO | J378 | 2014-07-14 | Solar PV | 79.14 | Arkansas | Lonoke County | Withdrawn/not Started | Entergy | Lonoke East 115 kV substation | Lonoke East (SubstationID: 21461) | Lonoke East - J378 | 41093 | Not Provided by ISO | Not Provided by ISO | Not Provided by ISO | Not Provided by ISO | Not Provided by ISO
MISO | J385 | 2014-09-02 | Solar PV | 100 | Minnesota | Chisago County | Done/in Service | Northern States Power (Xcel Energy) | Chisago 115 kV Substation | Chisago (SubstationID: 10168) | Wyoming (Aurora Distributed Solar) | 46784 | Not Provided by ISO | Not Provided by ISO | Not Provided by ISO | Not Provided by ISO | Not Provided by ISO
MISO | J385 | 2014-09-02 | Solar PV | 100 | Minnesota | Chisago County | Done/in Service | Northern States Power (Xcel Energy) | Chisago 115 kV Substation | Chisago (SubstationID: 10168) | Zumbrota (Aurora Distributed Solar) | 46785 | Not Provided by ISO | Not Provided by ISO | Not Provided by ISO | Not Provided by ISO | Not Provided by ISO
MISO | J385 | 2014-09-02 | Solar PV | 100 | Minnesota | Chisago County | Done/in Service | Northern States Power (Xcel Energy) | Chisago 115 kV Substation | Chisago (SubstationID: 10168) | Albany (Aurora Distributed Solar) | 46755 | Not Provided by ISO | Not Provided by ISO | Not Provided by ISO | Not Provided by ISO | Not Provided by ISO
MISO | J385 | 2014-09-02 | Solar PV | 100 | Minnesota | Chisago County | Done/in Service | Northern States Power (Xcel Energy) | Chisago 115 kV Substation | Chisago (SubstationID: 10168) | Annandale (Aurora Distributed Solar) | 46756 | Not Provided by ISO | Not Provided by ISO | Not Provided by ISO | Not Provided by ISO | Not Provided by ISO
MISO | J385 | 2014-09-02 | Solar PV | 100 | Minnesota | Chisago County | Done/in Service | Northern States Power (Xcel Energy) | Chisago 115 kV Substation | Chisago (SubstationID: 10168) | Atwater (Aurora Distributed Solar) | 46757 | Not Provided by ISO | Not Provided by ISO | Not Provided by ISO | Not Provided by ISO | Not Provided by ISO
MISO | J385 | 2014-09-02 | Solar PV | 100 | Minnesota | Chisago County | Done/in Service | Northern States Power (Xcel Energy) | Chisago 115 kV Substation | Chisago (SubstationID: 10168) | Brooten (Aurora Distributed Solar) | 46758 | Not Provided by ISO | Not Provided by ISO | Not Provided by ISO | Not Provided by ISO | Not Provided by ISO
MISO | J385 | 2014-09-02 | Solar PV | 100 | Minnesota | Chisago County | Done/in Service | Northern States Power (Xcel Energy) | Chisago 115 kV Substation | Chisago (SubstationID: 10168) | Chisago (Aurora Distributed Solar) | 46759 | Not Provided by ISO | Not Provided by ISO | Not Provided by ISO | Not Provided by ISO | Not Provided by ISO
MISO | J385 | 2014-09-02 | Solar PV | 100 | Minnesota | Chisago County | Done/in Service | Northern States Power (Xcel Energy) | Chisago 115 kV Substation | Chisago (SubstationID: 10168) | Dodge Center (Aurora Distributed Solar) | 46760 | Not Provided by ISO | Not Provided by ISO | Not Provided by ISO | Not Provided by ISO | Not Provided by ISO
MISO | J385 | 2014-09-02 | Solar PV | 100 | Minnesota | Chisago County | Done/in Service | Northern States Power (Xcel Energy) | Chisago 115 kV Substation | Chisago (SubstationID: 10168) | Eastwood (Aurora Distributed Solar) | 46761 | Not Provided by ISO | Not Provided by ISO | Not Provided by ISO | Not Provided by ISO | Not Provided by ISO
MISO | J385 | 2014-09-02 | Solar PV | 100 | Minnesota | Chisago County | Done/in Service | Northern States Power (Xcel Energy) | Chisago 115 kV Substation | Chisago (SubstationID: 10168) | Fiesta City (Aurora Distributed Solar) | 46762 | Not Provided by ISO | Not Provided by ISO | Not Provided by ISO | Not Provided by ISO | Not Provided by ISO
MISO | J385 | 2014-09-02 | Solar PV | 100 | Minnesota | Chisago County | Done/in Service | Northern States Power (Xcel Energy) | Chisago 115 kV Substation | Chisago (SubstationID: 10168) | Hastings (Aurora Distributed Solar) | 46763 | Not Provided by ISO | Not Provided by ISO | Not Provided by ISO | Not Provided by ISO | Not Provided by ISO
MISO | J385 | 2014-09-02 | Solar PV | 100 | Minnesota | Chisago County | Done/in Service | Northern States Power (Xcel Energy) | Chisago 115 kV Substation | Chisago (SubstationID: 10168) | Lake Emily (Aurora Distributed Solar) | 46764 | Not Provided by ISO | Not Provided by ISO | Not Provided by ISO | Not Provided by ISO | Not Provided by ISO
MISO | J385 | 2014-09-02 | Solar PV | 100 | Minnesota | Chisago County | Done/in Service | Northern States Power (Xcel Energy) | Chisago 115 kV Substation | Chisago (SubstationID: 10168) | Lake Pulaski (Aurora Distributed Solar) | 46765 | Not Provided by ISO | Not Provided by ISO | Not Provided by ISO | Not Provided by ISO | Not Provided by ISO
MISO | J385 | 2014-09-02 | Solar PV | 100 | Minnesota | Chisago County | Done/in Service | Northern States Power (Xcel Energy) | Chisago 115 kV Substation | Chisago (SubstationID: 10168) | Lawrence Creek (Aurora Distributed Solar) | 46766 | Not Provided by ISO | Not Provided by ISO | Not Provided by ISO | Not Provided by ISO | Not Provided by ISO
MISO | J385 | 2014-09-02 | Solar PV | 100 | Minnesota | Chisago County | Done/in Service | Northern States Power (Xcel Energy) | Chisago 115 kV Substation | Chisago (SubstationID: 10168) | Lester Prairie (Aurora Distributed Solar) | 46767 | Not Provided by ISO | Not Provided by ISO | Not Provided by ISO | Not Provided by ISO | Not Provided by ISO
MISO | J385 | 2014-09-02 | Solar PV | 100 | Minnesota | Chisago County | Done/in Service | Northern States Power (Xcel Energy) | Chisago 115 kV Substation | Chisago (SubstationID: 10168) | Mayhew Lake (Aurora Distributed Solar) | 46768 | Not Provided by ISO | Not Provided by ISO | Not Provided by ISO | Not Provided by ISO | Not Provided by ISO
MISO | J385 | 2014-09-02 | Solar PV | 100 | Minnesota | Chisago County | Done/in Service | Northern States Power (Xcel Energy) | Chisago 115 kV Substation | Chisago (SubstationID: 10168) | Montrose (Aurora Distributed Solar) | 46771 | Not Provided by ISO | Not Provided by ISO | Not Provided by ISO | Not Provided by ISO | Not Provided by ISO
MISO | J385 | 2014-09-02 | Solar PV | 100 | Minnesota | Chisago County | Done/in Service | Northern States Power (Xcel Energy) | Chisago 115 kV Substation | Chisago (SubstationID: 10168) | North Star | 40773 | Not Provided by ISO | Not Provided by ISO | Not Provided by ISO | Not Provided by ISO | Not Provided by ISO
MISO | J385 | 2014-09-02 | Solar PV | 100 | Minnesota | Chisago County | Done/in Service | Northern States Power (Xcel Energy) | Chisago 115 kV Substation | Chisago (SubstationID: 10168) | Paynesville Community Solar Garden (Aurora Distributed Solar) | 44568 | Not Provided by ISO | Not Provided by ISO | Not Provided by ISO | Not Provided by ISO | Not Provided by ISO
MISO | J385 | 2014-09-02 | Solar PV | 100 | Minnesota | Chisago County | Done/in Service | Northern States Power (Xcel Energy) | Chisago 115 kV Substation | Chisago (SubstationID: 10168) | Pine Island (Aurora Distributed Solar) | 46775 | Not Provided by ISO | Not Provided by ISO | Not Provided by ISO | Not Provided by ISO | Not Provided by ISO
MISO | J385 | 2014-09-02 | Solar PV | 100 | Minnesota | Chisago County | Done/in Service | Northern States Power (Xcel Energy) | Chisago 115 kV Substation | Chisago (SubstationID: 10168) | Pipestone (Aurora Distributed Solar) | 46777 | Not Provided by ISO | Not Provided by ISO | Not Provided by ISO | Not Provided by ISO | Not Provided by ISO
MISO | J385 | 2014-09-02 | Solar PV | 100 | Minnesota | Chisago County | Done/in Service | Northern States Power (Xcel Energy) | Chisago 115 kV Substation | Chisago (SubstationID: 10168) | Scandia (Aurora Distributed Solar) | 46779 | Not Provided by ISO | Not Provided by ISO | Not Provided by ISO | Not Provided by ISO | Not Provided by ISO
MISO | J385 | 2014-09-02 | Solar PV | 100 | Minnesota | Chisago County | Done/in Service | Northern States Power (Xcel Energy) | Chisago 115 kV Substation | Chisago (SubstationID: 10168) | Waseca (Aurora Distributed Solar) | 46780 | Not Provided by ISO | Not Provided by ISO | Not Provided by ISO | Not Provided by ISO | Not Provided by ISO
MISO | J385 | 2014-09-02 | Solar PV | 100 | Minnesota | Chisago County | Done/in Service | Northern States Power (Xcel Energy) | Chisago 115 kV Substation | Chisago (SubstationID: 10168) | West Faribault (Aurora Distributed Solar) | 46782 | Not Provided by ISO | Not Provided by ISO | Not Provided by ISO | Not Provided by ISO | Not Provided by ISO
MISO | J385 | 2014-09-02 | Solar PV | 100 | Minnesota | Chisago County | Done/in Service | Northern States Power (Xcel Energy) | Chisago 115 kV Substation | Chisago (SubstationID: 10168) | West Waconia (Aurora Distributed Solar) | 46783 | Not Provided by ISO | Not Provided by ISO | Not Provided by ISO | Not Provided by ISO | Not Provided by ISO
MISO | J386 | 2014-09-10 | Solar PV | 103 | Arkansas | Lonoke County | Withdrawn/not Started | Entergy | 115 kV England Substation | England (SubstationID: 21464) | Lonoke County - J386 | 41099 | Not Provided by ISO | Not Provided by ISO | Not Provided by ISO | Not Provided by ISO | Not Provided by ISO
MISO | J387 | 2014-09-10 | Solar PV | 103 | Arkansas | Independence County | Withdrawn/not Started | Entergy | 161 kV Independence Substation | Independence (SubstationID: 11494) | Independence County - J387 | 41103 | Not Provided by ISO | Not Provided by ISO | Not Provided by ISO | Not Provided by ISO | Not Provided by ISO
MISO | J393 | 2014-09-15 | Solar PV | 49 | Arkansas | Arkansas County | Withdrawn/not Started | Entergy | Unknown | Ulm (SubstationID: 21465) | Arkansas County - J393 | 41097 | Not Provided by ISO | Not Provided by ISO | Not Provided by ISO | Not Provided by ISO | Not Provided by ISO
MISO | J395 | 2014-09-15 | Wind | 98 | Wisconsin | Lafayette County | Done/in Service | American Transmission Co. LLC | Hillman - Darlington 138 kV line | Darlington (SubstationID: 23382) - Hillman (SubstationID: 21361) | Quilt Block | 41074 | Not Provided by ISO | Not Provided by ISO | Not Provided by ISO | Not Provided by ISO | Not Provided by ISO
MISO | J400 | 2014-11-10 | Solar PV | 62.5 | Minnesota | Lyon County | Done/in Service | Northern States Power (Xcel Energy) | Lyon County 115kV Substation | Lyon County (SubstationID: 519) | Marshall Solar | 40771 | Not Provided by ISO | Not Provided by ISO | Not Provided by ISO | Not Provided by ISO | Not Provided by ISO
MISO | J407 | 2014-11-14 | Wind | 200 | Minnesota | Freeborn County | Done/under Construction | ITC Midwest | Glenworth 161 kV | Glenworth (SubstationID: 30406) | Freeborn Wind Energy Project | 42411 | Not Provided by ISO | Not Provided by ISO | Not Provided by ISO | Not Provided by ISO | Not Provided by ISO
MISO | J408 | 2014-11-14 | Wind | 200 | Michigan | Sanilac County | Withdrawn/not Started | ITC Transmission | Banner 345 kV substation | Banner (SubstationID: 12836) | Sanilac County - J408 | 41383 | Not Provided by ISO | Not Provided by ISO | Not Provided by ISO | Not Provided by ISO | Not Provided by ISO
MISO | J409 | 2014-11-14 | Wind | 150 | Iowa | Fayette County | Withdrawn/not Started | ITC Midwest | Hazelton to Windsor 161 kV line | Hazleton (SubstationID: 1145) | Fayette County - J409 | 43955 | Not Provided by ISO | Not Provided by ISO | Not Provided by ISO | Not Provided by ISO | Not Provided by ISO
MISO | J410 | 2014-11-14 | Wind | 300 | Iowa | Fayette County | Withdrawn/not Started | ITC Midwest | Hazelton 345 kV substation | Hazleton (SubstationID: 1145) | Fayette County - J410 | 41384 | Not Provided by ISO | Not Provided by ISO | Not Provided by ISO | Not Provided by ISO | Not Provided by ISO
MISO | J411 | 2014-11-14 | Wind | 300 | Iowa | Ida County | Done/in Service | MidAmerican Energy Company | LeHigh - Raun 345 kV Line | Lehigh (SubstationID: 19460) | Ida Grove | 41388 | Not Provided by ISO | Not Provided by ISO | Not Provided by ISO | Not Provided by ISO | Not Provided by ISO
MISO | J412 | 2014-11-14 | Wind | 200 | Iowa | Ida County | Done/in Service | MidAmerican Energy Company | LeHigh - Raun 345 kV line | Lehigh (SubstationID: 19460) - Raun (SubstationID: 32357) | Ida Grove II (Wind XII) | 41389 | Not Provided by ISO | Not Provided by ISO | Not Provided by ISO | Not Provided by ISO | Not Provided by ISO
MISO | J414 | 2014-11-14 | Wind | 120 | Minnesota | Freeborn County | Withdrawn/not Started | ITC Midwest | Freeborn 161kV Substation on the Hayword - Freeborn - Winnebago 161kV line | Freeborn (SubstationID: 13028) | Freeborn County - J414 | 18227 | Not Provided by ISO | Not Provided by ISO | Not Provided by ISO | Not Provided by ISO | Not Provided by ISO
MISO | J415 | 2014-11-14 | Wind | 200 | Iowa | Franklin County | Withdrawn/not Started | MidAmerican Energy Company | New 345 kV Switchyard on the ROW of the proposed 345 kV Emery - Blackhawk line (MVP4) | Blackhawk (SubstationID: 25273) - Emery (SubstationID: 30103) | Franklin County - J415 | 41390 | Not Provided by ISO | Not Provided by ISO | Not Provided by ISO | Not Provided by ISO | Not Provided by ISO
MISO | J416 | 2014-11-14 | Wind | 200 | Iowa | Franklin County | Done/in Service | ITC Midwest | Emery - Blackhawk 345 kV (Section of MVP4) | Black Hawk (SubstationID: 20325) - Blackhawk (SubstationID: 25273) - Emery (SubstationID: 30103) | Whispering Willow North (FKA Buffalo Creek) | 46712 | Not Provided by ISO | Not Provided by ISO | Not Provided by ISO | Not Provided by ISO | Not Provided by ISO
MISO | J419 | 2014-11-17 | Solar PV | 100 | Michigan | Washtenaw County | Done/under Construction | ITC Transmission | Milan 120kV Substation | Milan (SubstationID: 31566) | Sugar Creek Solar, LLC | 41386 | Not Provided by ISO | Not Provided by ISO | Not Provided by ISO | Not Provided by ISO | Not Provided by ISO
MISO | J420 | 2014-11-17 | Solar PV | 75 | Michigan | Washtenaw County | Withdrawn/not Started | ITC Transmission | Eight miles northeast of Ann Arbor, MI |  | Washtenaw County - J420 | 41387 | Not Provided by ISO | Not Provided by ISO | Not Provided by ISO | Not Provided by ISO | Not Provided by ISO
MISO | J426 | 2014-11-17 | Wind | 100 | Minnesota | Pipestone County | Done/in Service | Northern States Power (Xcel Energy) | Chanarambie substation 35.4 kV | Chanarambie (SubstationID: 19867) | Stoneray Wind Farm | 36643 | Not Provided by ISO | Not Provided by ISO | Not Provided by ISO | Not Provided by ISO | Not Provided by ISO
MISO | J428 | 2014-11-17 | Solar PV | 50 | Texas | Jefferson County | Withdrawn/not Started | Entergy | Bill Hill 138 kV substation | Big Hill (SubstationID: 12984) | Jefferson County - J428 | 41393 | Not Provided by ISO | Not Provided by ISO | Not Provided by ISO | Not Provided by ISO | Not Provided by ISO
MISO | J429 | 2014-11-17 | Wind | 100 | Texas | Jefferson County | Withdrawn/not Started | Entergy | tap on Big Hill ñBayou farm 138 kV line | Big Hill (SubstationID: 12984) | Jefferson County - J429 | 41394 | Not Provided by ISO | Not Provided by ISO | Not Provided by ISO | Not Provided by ISO | Not Provided by ISO
MISO | J431 | 2014-12-16 | Wind | 100 | Indiana | Benton County | Done/in Service | Northern Indiana Public Service Company | Goodland 138 / 69 kV substation | Goodland (SubstationID: 20111) | Hoosier | 5599 | Not Provided by ISO | Not Provided by ISO | Not Provided by ISO | Not Provided by ISO | Not Provided by ISO
MISO | J432 | 2014-12-30 | Wind | 98 | South Dakota | Brookings County | Done/in Service | Northern States Power (Xcel Energy) | Brookings 345 kV substation | Brookings County 345 kV (SubstationID: 521) | Coyote Ridge Wind Farm (AKA Buffalo Ridge IV) | 48427 | Not Provided by ISO | Not Provided by ISO | Not Provided by ISO | Not Provided by ISO | Not Provided by ISO
MISO | J436 | 2015-03-12 | Wind | 150 | South Dakota | Codington County /grant County | Done/under Construction | Otter Tail Power Company | Big Stone South - Ellendale 345 kV line | Big Stone South (SubstationID: 19532) - Ellendale (SubstationID: 13224) | Dakota Range I | 42185 | Not Provided by ISO | Not Provided by ISO | Not Provided by ISO | Not Provided by ISO | Not Provided by ISO
MISO | J437 | 2015-03-12 | Wind | 150 | South Dakota | Codington County /grant County | Done/under Construction | Otter Tail Power Company | Big Stone South - Ellendale 345 kV line | Big Stone South (SubstationID: 19532) - Ellendale (SubstationID: 13224) | Dakota Range II | 42186 | Not Provided by ISO | Not Provided by ISO | Not Provided by ISO | Not Provided by ISO | Not Provided by ISO
MISO | J438 | 2015-03-16 | Wind | 170 | Iowa | Poweshiek County | Done/in Service | MidAmerican Energy Company | Poweshiek-Parnell 161 kV line | Parnell (SubstationID: 32078) - Poweshiek County (SubstationID: 32269) | English Farms (Wind XI) | 18315 | Not Provided by ISO | Not Provided by ISO | Not Provided by ISO | Not Provided by ISO | Not Provided by ISO
MISO | J439 | 2015-03-16 | Wind | 500 | Iowa | Emmet County | Withdrawn/not Started | MidAmerican Energy Company | Dickens, IA 51333 at O'Brien to Kossuth 345 kV | Kossuth County (SubstationID: 41022) - O'Brien (SubstationID: 21496) | Northstar | 6110 | Not Provided by ISO | Not Provided by ISO | Not Provided by ISO | Not Provided by ISO | Not Provided by ISO
MISO | J439 | 2015-03-16 | Wind | 500 | Iowa | Emmet County | Withdrawn/not Started | MidAmerican Energy Company | Dickens, IA 51333 at O'Brien to Kossuth 345 kV | Kossuth County (SubstationID: 41022) - O'Brien (SubstationID: 21496) | Red Rock | 6733 | Not Provided by ISO | Not Provided by ISO | Not Provided by ISO | Not Provided by ISO | Not Provided by ISO
MISO | J441 | 2015-04-15 | Wind | 170 | Minnesota | Dodge County | Withdrawn/withdrawn | Northern States Power (Xcel Energy) | Byron 345 kV Substation | Byron (SubstationID: 10171) | Dodge County Wind | 42831 | Not Provided by ISO | Not Provided by ISO | Not Provided by ISO | Not Provided by ISO | Not Provided by ISO
MISO | J442 | 2015-04-15 | Wind | 200 | South Dakota | Deuel County | Done/in Service | Otter Tail Power Company | Big Stone substation via a radial 230 kV line | Crowned Ridge (SubstationID: 43185) | Crowned Ridge I (FKA Cattle Ridge) | 51176 | Not Provided by ISO | Not Provided by ISO | Not Provided by ISO | Not Provided by ISO | Not Provided by ISO
MISO | J443 | 2015-05-06 | Wind | 41 | Iowa | Delaware County | Done/in Service | ITC Midwest | Greely Tap | Elk (SubstationID: 19722) | Elk | 20930 | Not Provided by ISO | Not Provided by ISO | Not Provided by ISO | Not Provided by ISO | Not Provided by ISO
MISO | J446 | 2015-05-13 | Wind | 200 | Indiana | Clinton County | Done/under Construction | Duke Energy Corporation | Frankfort-New London 230 kV | Frankfort (SubstationID: 13993) - New London (SubstationID: 21400) | Clinton Wind | 43010 | Not Provided by ISO | Not Provided by ISO | Not Provided by ISO | Not Provided by ISO | Not Provided by ISO
MISO | J448 | 2015-05-15 | Wind | 202 | Iowa | Mitchell County | Withdrawn/not Started | ITC Midwest | New substation adjacent to ITC's Barton Wind - Adams 161 kv line |  | Mitchell County - J448 | 43015 | Not Provided by ISO | Not Provided by ISO | Not Provided by ISO | Not Provided by ISO | Not Provided by ISO
MISO | J449 | 2015-05-15 | Wind | 202 | Iowa | Mitchell County | Done/in Service | ITC Midwest | Pioneer Prairie I substation | Turtle Creek (SubstationID: 41114) | Turtle Creek Wind Farm | 46470 | Not Provided by ISO | Not Provided by ISO | Not Provided by ISO | Not Provided by ISO | Not Provided by ISO
MISO | J450 | 2015-05-15 | Wind | 200 | Michigan | Huron County | Withdrawn/not Started | ITC Transmission | ITC Rapson-Banner 345 kV line | Banner (SubstationID: 12836) - Rapson (SubstationID: 12835) | Huron County - J450 | 43012 | Not Provided by ISO | Not Provided by ISO | Not Provided by ISO | Not Provided by ISO | Not Provided by ISO
MISO | J452 | 2015-05-15 | Wind | 150 | Michigan | Sanilac County | Withdrawn/not Started | ITC Transmission | Sandusky 120 kV Substation | Sandusky - Sandusky (SubstationID: 26141) | Sanilac County - J452 | 43017 | Not Provided by ISO | Not Provided by ISO | Not Provided by ISO | Not Provided by ISO | Not Provided by ISO
MISO | J453 | 2015-05-18 | Solar PV | 17.25 | Indiana | Martin County | Done/in Service | Duke Energy Corporation | Duke Crane South ñ Crane Junction 69kV | Crane Junction (SubstationID: 41592) - Duke Energy Crane (SubstationID: 41591) | Naval Support Activity Crane | 45022 | Not Provided by ISO | Not Provided by ISO | Not Provided by ISO | Not Provided by ISO | Not Provided by ISO
MISO | J454 | 2015-05-18 | Wind | 18.9 | Minnesota | Lyon County | Withdrawn/not Started | Missouri River Energy Services (MRES) | MMU Southwest Substation | MMU Southwest (SubstationID: 55925) | Garvin | 24117 | Not Provided by ISO | Not Provided by ISO | Not Provided by ISO | Not Provided by ISO | Not Provided by ISO
MISO | J455 | 2015-05-18 | Wind | 300 | Iowa | Clay County | Done/in Service | MidAmerican Energy Company | Kossuth ñ Obrien 345 kV line | Kossuth County (SubstationID: 41022) | Upland Prairie | 43106 | Not Provided by ISO | Not Provided by ISO | Not Provided by ISO | Not Provided by ISO | Not Provided by ISO
MISO | J456 | 2015-05-18 | Wind | 150 | Illinois | Mcdonough County | Done/in Service | Ameren Illinois | 138 kV Niota-Macomb Northeast Line just south of Sciota, IL | Macomb Northeast (SubstationID: 22957) - Niota (SubstationID: 22875) | Cardinal Point | 8906 | Not Provided by ISO | Not Provided by ISO | Not Provided by ISO | Not Provided by ISO | Not Provided by ISO
MISO | J457 | 2015-05-18 | Wind | 150 | North Dakota | Dickey County | Withdrawn/not Started | Montana-Dakota Utilities Company | Merricourt Substation | Merricourt Interconnect (SubstationID: 13223) | Merricourt | 6189 | Not Provided by ISO | Not Provided by ISO | Not Provided by ISO | Not Provided by ISO | Not Provided by ISO
MISO | J458 | 2015-05-18 | Wind | 200 | South Dakota | Clark County | Withdrawn/not Started | Otter Tail Power Company | On proposed Big Stone-Ellendale 345 kV line approx. 76 miles west of Big Stone | Crocker Wind (SubstationID: 43041) | Crocker Wind Farm | 44543 | Not Provided by ISO | Not Provided by ISO | Not Provided by ISO | Not Provided by ISO | Not Provided by ISO
MISO | J459 | 2015-05-18 | Wind | 200 | South Dakota | Grant County | Withdrawn/not Started | Otter Tail Power Company | Big Stone Brookings 345kV | Big Stone South (SubstationID: 19532) | Grant County - J459 | 43108 | Not Provided by ISO | Not Provided by ISO | Not Provided by ISO | Not Provided by ISO | Not Provided by ISO
MISO | J460 | 2015-05-18 | Wind | 200 | Minnesota | Lincoln County | Done/in Service | Northern States Power (Xcel Energy) | on Brookings - H081 345 kV line approx. 10 miles west of proposed substation | Blazing Star Wind Farm 1 Collector Substation (SubstationID: 56139) | Blazing Star I Wind Farm | 43109 | Not Provided by ISO | Not Provided by ISO | Not Provided by ISO | Not Provided by ISO | Not Provided by ISO
MISO | J461 | 2015-05-18 | Wind | 299.2 | Iowa | Tama County | Withdrawn/not Started | ITC Midwest | Unknown | Dysart (SubstationID: 41492) | Tama County - J461 | 43110 | Not Provided by ISO | Not Provided by ISO | Not Provided by ISO | Not Provided by ISO | Not Provided by ISO
MISO | J462 | 2015-05-18 | Wind | 598.4 | Iowa | Emmet County | Withdrawn/not Started | ITC Midwest | Unknown |  | Emmet County - J462 | 43111 | Not Provided by ISO | Not Provided by ISO | Not Provided by ISO | Not Provided by ISO | Not Provided by ISO
MISO | J463 | 2015-05-18 | Solar PV | 200 | Illinois | Montgomery County | Withdrawn/not Started | Ameren Illinois | Unknown |  | Montgomery County - J463 | 43102 | Not Provided by ISO | Not Provided by ISO | Not Provided by ISO | Not Provided by ISO | Not Provided by ISO
MISO | J464 | 2015-05-18 | Solar PV | 200 | Louisiana | St. Tammany Parish | Withdrawn/not Started | Entergy | Unknown |  | St. Tammany Parish - J464 | 43103 | Not Provided by ISO | Not Provided by ISO | Not Provided by ISO | Not Provided by ISO | Not Provided by ISO
MISO | J468 | 2015-06-25 | Wind | 202 | Illinois | Douglas County | Done/in Service | Ameren Illinois | Along existing Sidney-Kansas West 345 kV line | Kansas West (SubstationID: 22948) - Sidney (SubstationID: 14002) | Harvest Ridge Wind Farm (FKA - Broadlands Wind Farm) | 43494 | Not Provided by ISO | Not Provided by ISO | Not Provided by ISO | Not Provided by ISO | Not Provided by ISO
MISO | J470 | 2015-07-13 | Wind | 150 | Michigan | Marquette County | Withdrawn/not Started | American Transmission Co. LLC | Unknown |  | Marquette County - J470 | 43874 | Not Provided by ISO | Not Provided by ISO | Not Provided by ISO | Not Provided by ISO | Not Provided by ISO
MISO | J471 | 2015-08-19 | Solar PV | 50 | Michigan | Wayne County | Withdrawn/not Started | ITC Transmission | ITC 120 kV Dayton substation | Dayton (SubstationID: 26048) | Wayne County - J471 | 43957 | Not Provided by ISO | Not Provided by ISO | Not Provided by ISO | Not Provided by ISO | Not Provided by ISO
MISO | J473 | 2015-09-11 | Solar PV | 52 | Mississippi | Lamar County | Done/in Service | South Mississippi Electric Power Association | Sumrall II substation | Sumrall II (SubstationID: 42332) | Sumrall | 42912 | Not Provided by ISO | Not Provided by ISO | Not Provided by ISO | Not Provided by ISO | Not Provided by ISO
MISO | J483 | 2015-09-14 | Solar PV | 99.96 | Texas | Liberty County | Done/under Construction | Entergy | Line tap at 138 kV line approximately 6,000 ft SW of Gordon Sub | Gordon (SubstationID: 30436) | Liberty County Solar Project | 44187 | Not Provided by ISO | Not Provided by ISO | Not Provided by ISO | Not Provided by ISO | Not Provided by ISO
MISO | J474 | 2015-09-14 | Wind | 144 | Illinois | Dewitt County | Done/under Construction | Ameren Illinois | New 138 kV Tabor substation | Tabor (SubstationID: 55704) | Alta Farms | 28413 | Not Provided by ISO | Not Provided by ISO | Not Provided by ISO | Not Provided by ISO | Not Provided by ISO
MISO | J475 | 2015-09-14 | Wind | 200 | Iowa | Poweshiek County | Done/in Service | MidAmerican Energy Company | Existing 345 kV Montezuma Substation | Parnell (SubstationID: 32078) - Poweshiek County (SubstationID: 32269) | English Farms (Wind XI) | 18315 | Not Provided by ISO | Not Provided by ISO | Not Provided by ISO | Not Provided by ISO | Not Provided by ISO
MISO | J476 | 2015-09-14 | Wind | 246 | Missouri | Atchison County | Done/under Construction | MidAmerican Energy Company | Atchison County to Booneville 345 kV Line Tap |  |  |  | Not Provided by ISO | Not Provided by ISO | Not Provided by ISO | Not Provided by ISO | Not Provided by ISO
MISO | J488 | 2015-11-11 | Wind | 151.8 | South Dakota | Grant County /roberts County | Done/under Construction | Otter Tail Power Company | 345 kV at new Tap on proposed MVP Big Stone to Ellendale line |  | Dakota Range III | 60467 | Not Provided by ISO | Not Provided by ISO | Not Provided by ISO | Not Provided by ISO | Not Provided by ISO
MISO | J489 | 2015-11-11 | Wind | 151.8 | South Dakota | Grant County /roberts County | Withdrawn/not Started | Otter Tail Power Company | 345 kV at new Tap on proposed MVP Big Stone to Ellendale line |  | Grant County, Roberts County - J489 | 45048 | Not Provided by ISO | Not Provided by ISO | Not Provided by ISO | Not Provided by ISO | Not Provided by ISO
MISO | J490 | 2015-11-11 | Wind | 60 | South Dakota | Corson County / Sioux County | Withdrawn/not Started | Montana-Dakota Utilities Company | The McIntosh Substation located 0.5 miles due North of the intersection of Route 31 and Route 12, located just off Route 31. The referenced intersection is 0.73 miles NE of the city center of McIntosh, SD. | Mcintosh Jct. (SubstationID: 31465) | South Dakota - J490 | 44632 | Not Provided by ISO | Not Provided by ISO | Not Provided by ISO | Not Provided by ISO | Not Provided by ISO
MISO | J491 | 2015-11-12 | Solar PV | 20 | Indiana | Bartholomew County | Withdrawn/not Started | Duke Energy Corporation | connection to 69 kV Duke line feeding Flat Rock substation | Flat Rock (SubstationID: 27291) | Bartholomew County - J491 | 44826 | Not Provided by ISO | Not Provided by ISO | Not Provided by ISO | Not Provided by ISO | Not Provided by ISO
MISO | J492 | 2015-11-12 | Solar PV | 20 | Indiana | Montgomery County | Withdrawn/not Started | Duke Energy Corporation | connection to 69 kV Duke line feeding Cherry Grove substation | Cherry Grove-B50 (SubstationID: 51710) | Montgomery County - J492 | 44827 | Not Provided by ISO | Not Provided by ISO | Not Provided by ISO | Not Provided by ISO | Not Provided by ISO
MISO | J493 | 2015-11-12 | Wind | 150 | Minnesota | Yellow Medicine County | Done/in Service | Otter Tail Power Company | Big Stone - Brookings 345 kV Substation | Big Stone South (SubstationID: 19532) - Brookings County 345 kV (SubstationID: 521) | Bitter Root | 8511 | Not Provided by ISO | Not Provided by ISO | Not Provided by ISO | Not Provided by ISO | Not Provided by ISO
MISO | J495 | 2015-11-12 | Wind | 200 | Iowa | Winnebago County | Done/in Service | ITC Midwest | Ledyard-Colby 345kV line | Colby (SubstationID: 20688) - Ledyard (SubstationID: 20285) | Golden Plains Wind | 58456 | Not Provided by ISO | Not Provided by ISO | Not Provided by ISO | Not Provided by ISO | Not Provided by ISO
MISO | J503 | 2015-11-13 | Wind | 98.8 | North Dakota | Emmons County /logan County | Done/in Service | Montana-Dakota Utilities Company | 230 kV Heskett-Wishek, 20 miles NW of Wishek | Emmons-Logan Wind Energy Center (SubstationID: 45299) | Emmons-Logan Wind | 49932 | Not Provided by ISO | Not Provided by ISO | Not Provided by ISO | Not Provided by ISO | Not Provided by ISO
MISO | J504 | 2015-11-13 | Solar PV | 50 | Iowa | Linn County | Done/under Construction | ITC Midwest | 161 kV Bertram-Duane Arnold line |  | Duane Arnold Solar | 44841 | Not Provided by ISO | Not Provided by ISO | Not Provided by ISO | Not Provided by ISO | Not Provided by ISO
MISO | J505 | 2015-11-13 | Solar PV | 99 | Wisconsin | Manitowoc County | Done/under Construction | American Transmission Co. LLC | Apollo 138kV Substation Mishicot-Kewaunee line | Icarus (SubstationID: 55581) | Point Beach Solar Energy Center | 50428 | Not Provided by ISO | Not Provided by ISO | Not Provided by ISO | Not Provided by ISO | Not Provided by ISO
MISO | J506 | 2015-11-13 | Wind | 200 | Iowa | Plymouth County | Done/in Service | MidAmerican Energy Company | Raun-Lakefield Jct 345 kV line tap (T-19N, R-43W) | Raun (SubstationID: 32357) | Glaciers Edge Wind | 55163 | Not Provided by ISO | Not Provided by ISO | Not Provided by ISO | Not Provided by ISO | Not Provided by ISO
MISO | J507 | 2015-11-13 | Solar PV | 16.7 | Arkansas | Pulaski County | Withdrawn/not Started | Entergy | Unknown |  | Pulaski County - J507 | 44844 | Not Provided by ISO | Not Provided by ISO | Not Provided by ISO | Not Provided by ISO | Not Provided by ISO
MISO | J496 | 2015-11-13 | Wind | 151.8 | Michigan | Sanilac County | Withdrawn/not Started | ITC Transmission | J321 substation (new breaker position or the J321 gen-tie) |  | Sanilac County - J496 | 44830 | Not Provided by ISO | Not Provided by ISO | Not Provided by ISO | Not Provided by ISO | Not Provided by ISO
MISO | J497 | 2015-11-13 | Wind | 170 | Iowa | Benton County | Withdrawn/not Started | ITC Midwest | ITC 161 kV Dysart substation | Dysart (SubstationID: 41492) | Benton County - J497 | 44832 | Not Provided by ISO | Not Provided by ISO | Not Provided by ISO | Not Provided by ISO | Not Provided by ISO
MISO | J498 | 2015-11-13 | Wind | 340 | Iowa | Boone County /greene County | Done/in Service | MidAmerican Energy Company | MEC 345 kV Grimes-Lehigh line (18 miles south of Leigh substation) | Grimes (SubstationID: 19664) - Lehigh (SubstationID: 19460) | Beaver Creek (Wind XI) | 44835 | Not Provided by ISO | Not Provided by ISO | Not Provided by ISO | Not Provided by ISO | Not Provided by ISO
MISO | J498 | 2015-11-13 | Wind | 340 | Iowa | Boone County /greene County | Done/in Service | MidAmerican Energy Company | MEC 345 kV Grimes-Lehigh line (18 miles south of Leigh substation) | Grimes (SubstationID: 19664) - Lehigh (SubstationID: 19460) | Beaver Creek II Wind Farm (Wind XI) | 55815 | Not Provided by ISO | Not Provided by ISO | Not Provided by ISO | Not Provided by ISO | Not Provided by ISO
MISO | J499 | 2015-11-13 | Wind | 340 | Iowa | Adair County /madison County | Done/in Service | MidAmerican Energy Company | MEC 345 kV Fallow-Grimes line (18 miles east of Fallow substation) | Arbor Hill (SubstationID: 41630) | Arbor Hill (Wind XI) | 44836 | Not Provided by ISO | Not Provided by ISO | Not Provided by ISO | Not Provided by ISO | Not Provided by ISO
MISO | J500 | 2015-11-13 | Wind | 500 | Iowa | Adair County | Done/in Service | MidAmerican Energy Company | New substation at intersection of MEC 345 kV Boone-Atchison and MEC 345 kV Rolling Hills-Madison County substation | Madison County (SubstationID: 46519) - Rolling Hills (SubstationID: 21462) | Orient (Wind XI) | 44837 | Not Provided by ISO | Not Provided by ISO | Not Provided by ISO | Not Provided by ISO | Not Provided by ISO
MISO | J501 | 2015-11-13 | Wind | 500 | Iowa | Hancock County /kossuth County | Withdrawn/withdrawn | MidAmerican Energy Company | MEC 345 kV Kossuth County substation | Kossuth County (SubstationID: 41022) | Plum Creek | 44838 | Not Provided by ISO | Not Provided by ISO | Not Provided by ISO | Not Provided by ISO | Not Provided by ISO
MISO | J511 | 2015-11-16 | Wind | 200 | North Dakota | Oliver County | Withdrawn/not Started | Great River Energy | GRE Stanton Substation 230 kV bus, Stanton ND | Red Butte Wind (SubstationID: 41165) | Red Butte Wind | 44845 | Not Provided by ISO | Not Provided by ISO | Not Provided by ISO | Not Provided by ISO | Not Provided by ISO
MISO | J512 | 2015-11-16 | Wind | 250 | Minnesota | Nobles County | Done/in Service | Northern States Power (Xcel Energy) | Nobles - Fenton 115kV line | Fenton (SubstationID: 530) - Nobles (SubstationID: 531) | Nobles 2 | 52783 | Not Provided by ISO | Not Provided by ISO | Not Provided by ISO | Not Provided by ISO | Not Provided by ISO
MISO | J513 | 2015-11-16 | Wind | 100.05 | Indiana | White County | Done/in Service | Northern Indiana Public Service Company | 255173(17REYNOLDS) | Reynolds (SubstationID: 1430) | Rosewater Wind Farm | 61324 | Not Provided by ISO | Not Provided by ISO | Not Provided by ISO | Not Provided by ISO | Not Provided by ISO
MISO | J515 | 2015-11-16 | Wind | 400 | Indiana | Benton County /warren County | Done/in Service | Duke Energy Corporation | 345 kV bus in Cayuga substation on north side of plant | Cayuga Station (SubstationID: 16785) | (MISO) Jordan Creek Wind Farm | 45049 | Not Provided by ISO | Not Provided by ISO | Not Provided by ISO | Not Provided by ISO | Not Provided by ISO
MISO | J516 | 2015-11-16 | Solar PV | 100 | Louisiana | St. James Parish | Withdrawn/not Started | Entergy | Vacherie Substation 230kV | Vacherie (SubstationID: 33288) | St. James County - J516 | 44857 | Not Provided by ISO | Not Provided by ISO | Not Provided by ISO | Not Provided by ISO | Not Provided by ISO
MISO | J517 | 2015-11-16 | Solar PV | 100 | Texas | Jefferson County / Liberty County | Withdrawn/not Started | Entergy | Unknown |  | Jefferson County, Liberty County - J517 | 44858 | Not Provided by ISO | Not Provided by ISO | Not Provided by ISO | Not Provided by ISO | Not Provided by ISO
MISO | J518 | 2015-11-16 | Solar PV | 49.5 | Louisiana | Calcasieu /calcasieu Parish /jefferson Davis Parish | Withdrawn/not Started | Entergy | tapping on Lake Charles -Jennings 138 kV line | Jennings (SubstationID: 28535) | Calcasieu Parish, Jefferson Davis Parish - J518 | 44859 | Not Provided by ISO | Not Provided by ISO | Not Provided by ISO | Not Provided by ISO | Not Provided by ISO
MISO | J519 | 2015-11-16 | Wind | 200 | Iowa | Audubon County | Withdrawn/not Started | MidAmerican Energy Company | MEC Atlantic substation, 161 kV bus | Atlantic (SubstationID: 41631) | Audubon Wind Farm | 44540 | Not Provided by ISO | Not Provided by ISO | Not Provided by ISO | Not Provided by ISO | Not Provided by ISO
MISO | J520 | 2015-11-16 | Wind | 100 | Minnesota | Pipestone County | Withdrawn/not Started | Northern States Power (Xcel Energy) | Unknown |  | Prairie Rose II | 40281 | Not Provided by ISO | Not Provided by ISO | Not Provided by ISO | Not Provided by ISO | Not Provided by ISO
MISO | J521 | 2015-11-16 | Wind | 100 | Michigan | Huron County | Withdrawn/not Started | ITC Transmission | Harvest Wind tap on Cosmo-Bad Axe 120 kV line | Bad Axe (SubstationID: 26014) - Cosmo (SubstationID: 19872) | Huron County - J521 | 44863 | Not Provided by ISO | Not Provided by ISO | Not Provided by ISO | Not Provided by ISO | Not Provided by ISO
MISO | J523 | 2015-11-16 | Solar PV | 50 | Minnesota | Mower County | Done/under Construction | ITC Midwest | ITCM Adams 161 kV Substation | Adams (SubstationID: 956) | Louise Solar | 44963 | Not Provided by ISO | Not Provided by ISO | Not Provided by ISO | Not Provided by ISO | Not Provided by ISO
MISO | J524 | 2015-11-16 | Solar PV | 100 | Iowa | Webster County | Done/under Construction | MidAmerican Energy Company | Webster substation 161 kV bus | Webster (SubstationID: 14098) | Holliday Creek Solar | 44868 | Not Provided by ISO | Not Provided by ISO | Not Provided by ISO | Not Provided by ISO | Not Provided by ISO
MISO | J525 | 2015-11-16 | Solar PV | 50 | Minnesota | Murray County | Withdrawn/not Started | Great River Energy | Lake Wilson - Hadley 69 kV line | Hadley (SubstationID: 21478) - Wilson (SubstationID: 33593) | Murray County - J525 | 44869 | Not Provided by ISO | Not Provided by ISO | Not Provided by ISO | Not Provided by ISO | Not Provided by ISO
MISO | J526 | 2015-11-16 | Wind | 300 | South Dakota | Deuel County | Done/in Service | Otter Tail Power Company | Brooking County to Big Stone South 345 kV line | Deuel Harvest (SubstationID: 54738) | Deuel Harvest North Wind Farm | 62739 | Not Provided by ISO | Not Provided by ISO | Not Provided by ISO | Not Provided by ISO | Not Provided by ISO
MISO | J527 | 2015-11-16 | Wind | 250 | Iowa | Adair County | Done/under Construction | MidAmerican Energy Company | Booneville Cooper 345kV line | Booneville (SubstationID: 20433) | Southern Hills (Wind XII) | 44871 | Not Provided by ISO | Not Provided by ISO | Not Provided by ISO | Not Provided by ISO | Not Provided by ISO
MISO | J528 | 2015-11-16 | Wind | 200 | Iowa | Adair County | Withdrawn/withdrawn | MidAmerican Energy Company | Rolling Hills - Madison 345kV Line | Madison County (SubstationID: 46519) - Rolling Hills (SubstationID: 21462) | Adair County - J528 | 44872 | Not Provided by ISO | Not Provided by ISO | Not Provided by ISO | Not Provided by ISO | Not Provided by ISO
MISO | J529 | 2015-11-16 | Wind | 250 | Iowa | Palo Alto County | Done/in Service | MidAmerican Energy Company | Obrien - Kossuth 345 kV line | Kossuth County (SubstationID: 41022) - O'Brien (SubstationID: 21496) | Palo Alto Wind Energy (Wind XI) | 61022 | Not Provided by ISO | Not Provided by ISO | Not Provided by ISO | Not Provided by ISO | Not Provided by ISO
MISO | J530 | 2015-11-16 | Wind | 250 | Iowa | Iowa County | Done/in Service | MidAmerican Energy Company | Montezuma - Hills 345kV Line | Hills (SubstationID: 30734) - Montezuma (SubstationID: 19487) | Diamond Trail (Wind XII) | 44874 | Not Provided by ISO | Not Provided by ISO | Not Provided by ISO | Not Provided by ISO | Not Provided by ISO
MISO | J531 | 2015-11-16 | Wind | 200 | Iowa | Chickasaw County | Withdrawn/not Started | ITC Midwest | Hazleton-Adams 345kV Line | Hazleton (SubstationID: 1145) | Chickasaw County - J531 | 44875 | Not Provided by ISO | Not Provided by ISO | Not Provided by ISO | Not Provided by ISO | Not Provided by ISO
MISO | J532 | 2015-11-16 | Solar PV | 50 | Iowa | Cass County /montgomery County | Withdrawn/not Started | MidAmerican Energy Company | Red Oak ñ Coburg 69kV Line | Red Rock (SubstationID: 40830) | Cass County, Montgomery County - J532 | 44876 | Not Provided by ISO | Not Provided by ISO | Not Provided by ISO | Not Provided by ISO | Not Provided by ISO
MISO | J533 | 2015-11-16 | Wind | 200 | Michigan | Gratiot County | Done/in Service | Michigan Electric Transmission Company, LLC | Slate 345kV Substation | Slate (SubstationID: 21459) | Polaris Wind Park (FKA Gratiot County Wind Project II) | 61590 | Not Provided by ISO | Not Provided by ISO | Not Provided by ISO | Not Provided by ISO | Not Provided by ISO
MISO | J534 | 2015-11-16 | Wind | 250 | Iowa | Humboldt County /kossuth County | Done/in Service | MidAmerican Energy Company | Kossuth ñ Webster 345kV Line | Kossuth County (SubstationID: 41022) | Kossuth County | 58356 | Not Provided by ISO | Not Provided by ISO | Not Provided by ISO | Not Provided by ISO | Not Provided by ISO
MISO | J535 | 2015-11-16 | Wind | 210 | Iowa | Sac County | Done/in Service | MidAmerican Energy Company | J411 ñ Lehigh 345kV Line | Lehigh (SubstationID: 19460) | Richland Wind Farm | 58952 | Not Provided by ISO | Not Provided by ISO | Not Provided by ISO | Not Provided by ISO | Not Provided by ISO
MISO | J536 | 2015-11-16 | Solar PV | 100 | Iowa | Pottawattamie County | Withdrawn/not Started | MidAmerican Energy Company | Unknown |  | Pottawattamie County - J536 | 44880 | Not Provided by ISO | Not Provided by ISO | Not Provided by ISO | Not Provided by ISO | Not Provided by ISO
MISO | J537 | 2015-11-16 | Wind | 200 | Michigan | Sanilac County | Withdrawn/not Started | ITC Transmission | 1.5 miles south of Banner 345 kV substation | Banner (SubstationID: 12836) | Sanilac County - J537 | 44881 | Not Provided by ISO | Not Provided by ISO | Not Provided by ISO | Not Provided by ISO | Not Provided by ISO
MISO | J538 | 2015-11-16 | Wind | 150 | Michigan | Hillsdale County | Done/in Service | Michigan Electric Transmission Company, LLC | Moore Rd to Dowling 138kV line | Moore Road - Fayette (SubstationID: 25795) | Crescent Wind | 44882 | Not Provided by ISO | Not Provided by ISO | Not Provided by ISO | Not Provided by ISO | Not Provided by ISO
MISO | G359R | 2015-11-16 | Wind | 150 | North Dakota | Dickey County | Done/in Service | Montana-Dakota Utilities Company | Merricourt Substation | Merricourt Interconnect (SubstationID: 13223) | Merricourt | 6189 | Not Provided by ISO | Not Provided by ISO | Not Provided by ISO | Not Provided by ISO | Not Provided by ISO
MISO | J541 | 2016-01-11 | Wind | 400 | Missouri | Schuyler County | Done/in Service | Ameren Transmission Company of Illinois | Zachary-Ottumwa 345 kV line | Hughes (SubstationID: 56006) | High Prairie Wind Farm | 45050 | Not Provided by ISO | Not Provided by ISO | Not Provided by ISO | Not Provided by ISO | Not Provided by ISO
MISO | J544 | 2016-01-11 | Solar PV | 98.1 | Louisiana | Morehouse Parish | Done/not Started | Entergy | Galion 115kV Substation | Galion (SubstationID: 30328) | Bayou Galion Solar Project | 45051 | Not Provided by ISO | Not Provided by ISO | Not Provided by ISO | Not Provided by ISO | Not Provided by ISO
MISO | J546 | 2016-03-07 | Wind | 260 | Michigan | Huron County | Withdrawn/not Started | ITC Transmission | Rapson 120kV Substation | Rapson (SubstationID: 12835) | Huron County - J546 | 52403 | Not Provided by ISO | Not Provided by ISO | Not Provided by ISO | Not Provided by ISO | Not Provided by ISO
MISO | J547 | 2016-03-14 | Solar PV | 100 | Minnesota | Sherburne County | Withdrawn/not Started | Northern States Power (Xcel Energy) | Unknown |  | Sherburne County - J547 | 46049 | Not Provided by ISO | Not Provided by ISO | Not Provided by ISO | Not Provided by ISO | Not Provided by ISO
MISO | J548 | 2016-03-14 | Solar PV | 150 | Minnesota | Yellow Medicine County | Withdrawn/not Started | Northern States Power (Xcel Energy) | Unknown |  | Yellow Medicine County - J548 | 52408 | Not Provided by ISO | Not Provided by ISO | Not Provided by ISO | Not Provided by ISO | Not Provided by ISO
MISO | J549 | 2016-03-14 | Solar PV | 49.8 | Louisiana | Acadia Parish | Withdrawn/not Started | Entergy | Unknown |  | Acadia Parish - J549 | 62709 | Not Provided by ISO | Not Provided by ISO | Not Provided by ISO | Not Provided by ISO | Not Provided by ISO
MISO | J550 | 2016-03-14 | Solar PV | 49.8 | Louisiana | Acadia Parish | Withdrawn/not Started | Entergy | Unknown |  | Acadia Parish - J550 | 46040 | Not Provided by ISO | Not Provided by ISO | Not Provided by ISO | Not Provided by ISO | Not Provided by ISO
MISO | J551 | 2016-03-14 | Solar PV | 49.8 | Louisiana | Concordia Parish | Withdrawn/not Started | Entergy | Unknown |  | Concordia Parish - J551 | 46042 | Not Provided by ISO | Not Provided by ISO | Not Provided by ISO | Not Provided by ISO | Not Provided by ISO
MISO | J552 | 2016-03-14 | Solar PV | 100 | Arkansas | Lee County | Done/not Started | Entergy | Brinkley East - Moro 115kV Line | Brinkley East (SubstationID: 21492) - Moro (SubstationID: 28408) | Walnut Bend Solar | 46051 | Not Provided by ISO | Not Provided by ISO | Not Provided by ISO | Not Provided by ISO | Not Provided by ISO
MISO | J553 | 2016-03-14 | Solar PV | 50 | Louisiana | East Feliciana Parish | Withdrawn/not Started | Entergy | Sandy Creek - Jackson 69kV Line (Entergy) | Jackson (SubstationID: 28635) - Sandy Creek (SubstationID: 28676) | East Feliciana Parish - J553 | 46052 | Not Provided by ISO | Not Provided by ISO | Not Provided by ISO | Not Provided by ISO | Not Provided by ISO
MISO | J555 | 2016-03-14 | Wind | 140 | Iowa | Poweshiek County | Done/in Service | MidAmerican Energy Company | Montezuma, IA 50171 345kV substation | Montezuma (SubstationID: 19487) | North English I (Wind XI) | 48983 | Not Provided by ISO | Not Provided by ISO | Not Provided by ISO | Not Provided by ISO | Not Provided by ISO
MISO | R101 | 2016-03-17 | Wind; Combined Cycle | 4.6 | Minnesota | Red Lake County | Done/under Construction | Otter Tail Power Company | 1.5 miles SW of Red Lake Falls, MN |  | Red Lake Falls Community Hybrid (Wind) | 47691 | Not Provided by ISO | Not Provided by ISO | Not Provided by ISO | Not Provided by ISO | Not Provided by ISO
MISO | J554 | 2016-03-28 | Solar PV | 1 | Minnesota | Dodge County | Done/in Service | Northern States Power (Xcel Energy) | Kasson - Dodge Center 69 kV | Dodge Center (SubstationID: 40355) - Kasson (SubstationID: 36415) | Garwin McNeilus (Dodge Center Wind Farm) | 21612 | Not Provided by ISO | Not Provided by ISO | Not Provided by ISO | Not Provided by ISO | Not Provided by ISO
MISO | J556 | 2016-04-04 | Wind | 102 | Minnesota | Renville County | Withdrawn/not Started | Great River Energy | Panther 230kV Substation | Panther (SubstationID: 41652) | Renville County Wind Farm | 46133 | Not Provided by ISO | Not Provided by ISO | Not Provided by ISO | Not Provided by ISO | Not Provided by ISO
MISO | J557 | 2016-04-11 | Solar PV | 0.9 | Michigan | Delta County | Done/in Service | American Transmission Co. LLC | Garden Corners Substation 138kV | Garden Corners (Cooks) (SubstationID: 23413) | Heritage Garden Solar (AKA DTE Garden Wind Farm Solar) | 51864 | Not Provided by ISO | Not Provided by ISO | Not Provided by ISO | Not Provided by ISO | Not Provided by ISO
MISO | J558 | 2016-04-18 | Wind | 9.2 | Minnesota | Pipestone County | Done/in Service | Northern States Power (Xcel Energy) | Woodstock Tap 69 kV | Woodstock Tap 69kV (SubstationID: 41594) | Woodstock Hills | 5303 | Not Provided by ISO | Not Provided by ISO | Not Provided by ISO | Not Provided by ISO | Not Provided by ISO
MISO | J559 | 2016-04-26 | Solar PV | 50 | Louisiana | Washington Parish | Withdrawn/not Started | Entergy | EEL Holton - Franklinton 115kV | Franklinton (SubstationID: 30291) - Holton (SubstationID: 71964) | Washington Parish - J559 | 47016 | Not Provided by ISO | Not Provided by ISO | Not Provided by ISO | Not Provided by ISO | Not Provided by ISO
MISO | J562 | 2016-05-05 | Wind | 119.6 | Iowa | Marshall County | Withdrawn/not Started | MidAmerican Energy Company | Laurel 161kV switching station's 161kV bus | Laurel (SubstationID: 19935) | Laurel | 18387 | Not Provided by ISO | Not Provided by ISO | Not Provided by ISO | Not Provided by ISO | Not Provided by ISO
MISO | J563 | 2016-05-05 | Wind | 150 | Iowa | Marshall County /tama County | Withdrawn/not Started | MidAmerican Energy Company | Abbott switching stationís 161 kV straight bus | Abbott (SubstationID: 55614) | Marshall County, Tama County - J563 | 47019 | Not Provided by ISO | Not Provided by ISO | Not Provided by ISO | Not Provided by ISO | Not Provided by ISO
MISO | J565 | 2016-05-06 | Solar PV | 101.8 | Louisiana | Concordia Parish | Withdrawn/not Started | Entergy | Unknown |  | Concordia Parish - J565 | 47021 | Not Provided by ISO | Not Provided by ISO | Not Provided by ISO | Not Provided by ISO | Not Provided by ISO
MISO | J566 | 2016-05-06 | Solar PV | 101.9 | Louisiana | Acadia Parish | Withdrawn/not Started | Entergy | Unknown |  | Acadia Parish - J566 | 47022 | Not Provided by ISO | Not Provided by ISO | Not Provided by ISO | Not Provided by ISO | Not Provided by ISO
MISO | J567 | 2016-05-06 | Solar PV | 201.5 | Louisiana | Iberville Parish | Withdrawn/not Started | Entergy | Unknown |  | Iberville Parish - J567 | 47023 | Not Provided by ISO | Not Provided by ISO | Not Provided by ISO | Not Provided by ISO | Not Provided by ISO
MISO | J568 | 2016-05-06 | Solar PV | 101.6 | Louisiana | Calcasieu Parish | Withdrawn/not Started | Entergy | Unknown |  | Calcasieu Parish - J568 | 47024 | Not Provided by ISO | Not Provided by ISO | Not Provided by ISO | Not Provided by ISO | Not Provided by ISO
MISO | J569 | 2016-05-06 | Wind | 100 | Minnesota | Rock County | Done/under Construction | Northern States Power (Xcel Energy) | NSP Rock County Substation | Rock County (SubstationID: 56837) | Walleye Wind | 66076 | Not Provided by ISO | Not Provided by ISO | Not Provided by ISO | Not Provided by ISO | Not Provided by ISO
MISO | J570 | 2016-05-06 | Wind | 150 | Missouri | Atchison County | Withdrawn/not Started | MidAmerican Energy Company | Cooper - Atchison 345kV Line | Atchison (SubstationID: 41654) - Cooper (SubstationID: 41653) | Brickyard Hill Wind | 47026 | Not Provided by ISO | Not Provided by ISO | Not Provided by ISO | Not Provided by ISO | Not Provided by ISO
MISO | J641 | 2016-05-09 | Solar PV | 140 | Illinois | Morgan County /scott County | Done/under Construction | Ameren Illinois | Line tap of Meredoisa sub to Jacksonville Industrial Park 138kv | Meredosia Switchyard (SubstationID: 22972) | Morgan County, Scott County - J641 | 47130 | Not Provided by ISO | Not Provided by ISO | Not Provided by ISO | Not Provided by ISO | Not Provided by ISO
MISO | J642 | 2016-05-09 | Solar PV | 175 | Indiana | Montgomery County | Withdrawn/not Started | Duke Energy Corporation | Whitesville Sub 230kV | Whitesville (SubstationID: 27426) | Montgomery County - J642 | 47131 | Not Provided by ISO | Not Provided by ISO | Not Provided by ISO | Not Provided by ISO | Not Provided by ISO
MISO | J643 | 2016-05-09 | Solar PV | 175 | Indiana | Jasper County | Done/under Construction | Northern Indiana Public Service Company | Schahfer Tap (17 SCHAFR_TAP)138kv | Schahfer Tap (SubstationID: 41834) | Dunns Bridge Solar I | 47132 | Not Provided by ISO | Not Provided by ISO | Not Provided by ISO | Not Provided by ISO | Not Provided by ISO
MISO | J644 | 2016-05-09 | Solar PV | 110 | Illinois | Greene County /scott County | Done/under Construction | Ameren Illinois | Jerseyville 138kV | Jerseyville (SubstationID: 23153) | Greene County, Scott County - J644 | 47133 | Not Provided by ISO | Not Provided by ISO | Not Provided by ISO | Not Provided by ISO | Not Provided by ISO
MISO | J645 | 2016-05-09 | Solar PV | 48.8 | Louisiana | Lafayette Parish | Withdrawn/not Started | Entergy | Unknown |  | Lafayette Parish - J645 | 47134 | Not Provided by ISO | Not Provided by ISO | Not Provided by ISO | Not Provided by ISO | Not Provided by ISO
MISO | J633 | 2016-05-09 | Solar PV | 50 | Louisiana | Jefferson Davis Parish | Withdrawn/not Started | Entergy | Unknown |  | Jefferson Davis Parish - J633 | 47120 | Not Provided by ISO | Not Provided by ISO | Not Provided by ISO | Not Provided by ISO | Not Provided by ISO
MISO | J634 | 2016-05-09 | Solar PV | 72 | Louisiana | Calcasieu /calcasieu Parish | Withdrawn/withdrawn | Entergy | Mossvile-Toomey 138kV Line | Mossville (SubstationID: 28540) - Toomey (SubstationID: 28530) | Calcasieu Parish - J634 | 47121 | Not Provided by ISO | Not Provided by ISO | Not Provided by ISO | Not Provided by ISO | Not Provided by ISO
MISO | J635 | 2016-05-09 | Solar PV | 35 | Louisiana | Concordia Parish | Withdrawn/not Started | Entergy | Tap - Entergy 115kV T-line Natchez/South Plantation (ID:668) 1mile from Plantation Sub | Natchez (SubstationID: 21715) - Plantation (Lpl) (SubstationID: 32195) | Concordia Parish - J635 | 47125 | Not Provided by ISO | Not Provided by ISO | Not Provided by ISO | Not Provided by ISO | Not Provided by ISO
MISO | J637 | 2016-05-09 | Wind | 98 | South Dakota | Deuel County | Withdrawn/not Started | Otter Tail Power Company | Big Stone - Brookings 345 kV | Big Stone South (SubstationID: 19532) - Brookings County 345 kV (SubstationID: 521) | Deuel County - J637 | 47126 | Not Provided by ISO | Not Provided by ISO | Not Provided by ISO | Not Provided by ISO | Not Provided by ISO
MISO | J638 | 2016-05-09 | Wind | 204 | South Dakota | Deuel County | Withdrawn/not Started | Otter Tail Power Company | Big Stone - Brookings 345 kV | Big Stone South (SubstationID: 19532) - Brookings County 345 kV (SubstationID: 521) | Deuel County - J638 | 47127 | Not Provided by ISO | Not Provided by ISO | Not Provided by ISO | Not Provided by ISO | Not Provided by ISO
MISO | J629 | 2016-05-09 | Wind | 200 | South Dakota | Deuel County | Withdrawn/not Started | Otter Tail Power Company | Unknown |  | Deuel County - J629 | 47116 | Not Provided by ISO | Not Provided by ISO | Not Provided by ISO | Not Provided by ISO | Not Provided by ISO
MISO | J630 | 2016-05-09 | Wind | 200 | South Dakota | Deuel County | Withdrawn/not Started | Otter Tail Power Company | Unknown |  | Deuel County - J630 | 47117 | Not Provided by ISO | Not Provided by ISO | Not Provided by ISO | Not Provided by ISO | Not Provided by ISO
MISO | J631 | 2016-05-09 | Wind | 200 | Michigan | Allegan County | Withdrawn/not Started | Michigan Electric Transmission Company, LLC | Unknown |  | Allegan County - J631 | 47118 | Not Provided by ISO | Not Provided by ISO | Not Provided by ISO | Not Provided by ISO | Not Provided by ISO
MISO | J573 | 2016-05-09 | Solar PV | 40 | Missouri | Washington County | Withdrawn/not Started | Ameren Missouri | Belgrade 161kV | Belgrade (SubstationID: 38086) | Washington County - J573 | 47027 | Not Provided by ISO | Not Provided by ISO | Not Provided by ISO | Not Provided by ISO | Not Provided by ISO
MISO | J574 | 2016-05-09 | Wind | 40 | Minnesota | Kandiyohi County / Meeker County | Withdrawn/not Started | Northern States Power (Xcel Energy) | Unknown |  | Kandiyohi County, Meeker County - J574 | 47028 | Not Provided by ISO | Not Provided by ISO | Not Provided by ISO | Not Provided by ISO | Not Provided by ISO
MISO | J575 | 2016-05-09 | Wind | 100 | Minnesota | Lincoln County | Withdrawn/not Started | Northern States Power (Xcel Energy) | Brookings County Substation 345 kV | Brookings County (SubstationID: 29284) | Lincoln County - J575 | 47029 | Not Provided by ISO | Not Provided by ISO | Not Provided by ISO | Not Provided by ISO | Not Provided by ISO
MISO | J576 | 2016-05-09 | Wind | 100 | Michigan | Allegan County | Withdrawn/not Started | Michigan Electric Transmission Company, LLC | Unknown |  | Allegan County - J576 | 47049 | Not Provided by ISO | Not Provided by ISO | Not Provided by ISO | Not Provided by ISO | Not Provided by ISO
MISO | J577 | 2016-05-09 | Wind | 100 | Minnesota | Pipestone County | Withdrawn/not Started | Northern States Power (Xcel Energy) | 345kV Brookings County Sub | Brookings County (SubstationID: 29284) | Pipestone County - J577 | 47060 | Not Provided by ISO | Not Provided by ISO | Not Provided by ISO | Not Provided by ISO | Not Provided by ISO
MISO | J578 | 2016-05-09 | Wind | 400.2 | Iowa | Audubon County | Withdrawn/not Started | MidAmerican Energy Company | Unknown |  | Audubon County - J578 | 47062 | Not Provided by ISO | Not Provided by ISO | Not Provided by ISO | Not Provided by ISO | Not Provided by ISO
MISO | J581 | 2016-05-09 | Solar PV | 70 | Louisiana | Morehouse Parish | Done/under Construction | Entergy | Bastrop - Sterlington 115kV Line | Bastrop (SubstationID: 29024) - Sterlington (SubstationID: 18624) | Bayou Bend Solar Park | 47065 | Not Provided by ISO | Not Provided by ISO | Not Provided by ISO | Not Provided by ISO | Not Provided by ISO
MISO | J582 | 2016-05-09 | Solar PV | 100 | Louisiana | Madison Parish | Withdrawn/not Started | Entergy | Unknown |  | Madison Parish - J582 | 47066 | Not Provided by ISO | Not Provided by ISO | Not Provided by ISO | Not Provided by ISO | Not Provided by ISO
MISO | J583 | 2016-05-09 | Wind | 200 | Iowa | Audubon County | Done/under Construction | MidAmerican Energy Company | Fallow Avenue 345kV Substation. Zip Code 50002 | Eclipse (SubstationID: 19786) | Audubon County - J583 | 47067 | Not Provided by ISO | Not Provided by ISO | Not Provided by ISO | Not Provided by ISO | Not Provided by ISO
MISO | J584 | 2016-05-09 | Wind | 60 | Wisconsin | Green County | Withdrawn/withdrawn | American Transmission Co. LLC | Blacksmith Tap - Spring Grove 69kV Line | Blacksmith (SubstationID: 78) - Spring Grove (SubstationID: 76) | Sugar River Wind | 47068 | Not Provided by ISO | Not Provided by ISO | Not Provided by ISO | Not Provided by ISO | Not Provided by ISO
MISO | J585 | 2016-05-09 | Solar PV | 100 | Mississippi | Madison County | Withdrawn/not Started | Entergy | Unknown |  | Madison County - J585 | 47069 | Not Provided by ISO | Not Provided by ISO | Not Provided by ISO | Not Provided by ISO | Not Provided by ISO
MISO | J586 | 2016-05-09 | Solar PV | 175 | Arkansas | Mississippi County | Done/not Started | Entergy | EAI Crooked Lake 161kV Substation | Crooked Lake (SubstationID: 28185) | Crooked Lake Solar | 52414 | Not Provided by ISO | Not Provided by ISO | Not Provided by ISO | Not Provided by ISO | Not Provided by ISO
MISO | J587 | 2016-05-09 | Wind | 200 | Minnesota | Lincoln County | Done/in Service | Northern States Power (Xcel Energy) | J460 substation on the Brookings-H081 345kV line | Blazing Star Wind Farm 2 (SubstationID: 45148) - Blazing Star Wind Farm 2 Collector Station (SubstationID: 45149) - Brookings County 345 kV (SubstationID: 521) | Blazing Star II Wind Farm | 47071 | Not Provided by ISO | Not Provided by ISO | Not Provided by ISO | Not Provided by ISO | Not Provided by ISO
MISO | J588 | 2016-05-09 | Solar PV | 100 | Mississippi | Panola County /quitman County /tunica County | Withdrawn/not Started | Entergy | Tapping on Tunica to Crenshaw 115kV line | Crenshaw (SubstationID: 29737) - Tunica (SubstationID: 33231) | Panola County, Quitman County, Tunica County - J588 | 47072 | Not Provided by ISO | Not Provided by ISO | Not Provided by ISO | Not Provided by ISO | Not Provided by ISO
MISO | J589 | 2016-05-09 | Wind | 148.8 | Michigan | Gratiot County | Done/in Service | Michigan Electric Transmission Company, LLC | Regal-Summerton 138kV line | Regal (SubstationID: 13021) - Summerton - Chippewa (SubstationID: 25851) | Pine River Wind Park | 49749 | Not Provided by ISO | Not Provided by ISO | Not Provided by ISO | Not Provided by ISO | Not Provided by ISO
MISO | J590 | 2016-05-09 | Wind | 90 | Iowa | Palo Alto County | Done/in Service | MidAmerican Energy Company | Obrien - Kossuth 345 kV line | Kossuth County (SubstationID: 41022) - O'Brien (SubstationID: 21496) | Palo Alto II Wind (Wind XII) | 63931 | Not Provided by ISO | Not Provided by ISO | Not Provided by ISO | Not Provided by ISO | Not Provided by ISO
MISO | J592 | 2016-05-09 | Wind | 48.3 | Michigan | Delta County | Withdrawn/not Started | American Transmission Co. LLC | Garden Corners 138kV Substation | Garden (SubstationID: 20094) | Delta County, Schoolcraft County - J592 | 47075 | Not Provided by ISO | Not Provided by ISO | Not Provided by ISO | Not Provided by ISO | Not Provided by ISO
MISO | J593 | 2016-05-09 | Wind | 224 | North Dakota | Williams County | Withdrawn/not Started | Montana-Dakota Utilities Company | Tioga 4 230kV Substation (MDU) | Tioga (SubstationID: 21380) | Williams County - J593 | 47076 | Not Provided by ISO | Not Provided by ISO | Not Provided by ISO | Not Provided by ISO | Not Provided by ISO
MISO | J594 | 2016-05-09 | Wind | 300 | Minnesota | Jackson County /martin County | Withdrawn/not Started | ITC Midwest | Jackson North 161kV (ITCM) | Jackson North (SubstationID: 19455) | Fourmile Wind | 47077 | Not Provided by ISO | Not Provided by ISO | Not Provided by ISO | Not Provided by ISO | Not Provided by ISO
MISO | J595 | 2016-05-09 | Wind | 150 | Indiana | Clinton County | Withdrawn/not Started | Duke Energy Corporation | Frankfort to New London 230kV Line Tap | Frankfort (SubstationID: 13993) | Clinton County - J595 | 47078 | Not Provided by ISO | Not Provided by ISO | Not Provided by ISO | Not Provided by ISO | Not Provided by ISO
MISO | J596 | 2016-05-09 | Wind | 100 | Minnesota | Big Stone County /stevens County | Withdrawn/not Started | Great River Energy | Morris -Moro 115kV Tap |  | Big Stone County, Stevens County - J596 | 47079 | Not Provided by ISO | Not Provided by ISO | Not Provided by ISO | Not Provided by ISO | Not Provided by ISO
MISO | J597 | 2016-05-09 | Wind | 300 | South Dakota | Deuel County /hamlin County | Withdrawn/not Started | Northern States Power (Xcel Energy) | Brookings County Substation 345 | Brookings County 345 kV (SubstationID: 521) | Deuel County, Hamlin County - J597 | 47080 | Not Provided by ISO | Not Provided by ISO | Not Provided by ISO | Not Provided by ISO | Not Provided by ISO
MISO | J598 | 2016-05-09 | Wind | 300 | Missouri | Adair County /schuyler County | Withdrawn/withdrawn | Ameren Transmission Company of Illinois | Zachary to Ottumwa 345kV tap | Zachary (SubstationID: 21669) | Adair County, Schuyler County - J598 | 47081 | Not Provided by ISO | Not Provided by ISO | Not Provided by ISO | Not Provided by ISO | Not Provided by ISO
MISO | J599 | 2016-05-09 | Wind | 200 | South Dakota | Walworth County | Withdrawn/not Started | Montana-Dakota Utilities Company | Glenham 230kV Substation | Glenham Jct. (SubstationID: 30400) | Walworth County - J599 | 47082 | Not Provided by ISO | Not Provided by ISO | Not Provided by ISO | Not Provided by ISO | Not Provided by ISO
MISO | J600 | 2016-05-09 | Wind | 150 | Wisconsin | Rock County / Walworth County | Withdrawn/not Started | American Transmission Co. LLC | Unknown |  | Rock County, Walworth County - J600 | 47083 | Not Provided by ISO | Not Provided by ISO | Not Provided by ISO | Not Provided by ISO | Not Provided by ISO
MISO | J601 | 2016-05-09 | Wind | 100 | Michigan | Lapeer County /tuscola County | Withdrawn/not Started | ITC Transmission | Kilgore - Micah 120kV with the line distance 1 mile from Kilgore | Kilgore (SubstationID: 42530) - Micah (SubstationID: 42531) | Lapeer County, Tuscola County - J601 | 47087 | Not Provided by ISO | Not Provided by ISO | Not Provided by ISO | Not Provided by ISO | Not Provided by ISO
MISO | J602 | 2016-05-09 | Wind | 200 | Michigan | Shiawassee County | Withdrawn/withdrawn | Michigan Electric Transmission Company, LLC | Goss 138kV Substation | Goss (SubstationID: 30445) | Shiawassee | 47088 | Not Provided by ISO | Not Provided by ISO | Not Provided by ISO | Not Provided by ISO | Not Provided by ISO
MISO | J603 | 2016-05-09 | Solar PV | 99.96 | Arkansas | Ashley County | Done/not Started | Entergy | Tap on Montrose ñ Mist 115 kV line | Montrose (SubstationID: 28406) | Prairie Mist Solar Project | 47089 | Not Provided by ISO | Not Provided by ISO | Not Provided by ISO | Not Provided by ISO | Not Provided by ISO
MISO | J604 | 2016-05-09 | Solar PV | 99.96 | Mississippi | Sunflower County | Done/not Started | Entergy | Ruleville 115kV Sub | Ruleville (SubstationID: 32522) | Sunflower County Solar Project | 47090 | Not Provided by ISO | Not Provided by ISO | Not Provided by ISO | Not Provided by ISO | Not Provided by ISO
MISO | J605 | 2016-05-09 | Solar PV | 99.96 | Louisiana | Morehouse Parish | Withdrawn/not Started | Entergy | Unknown |  | Morehouse Parish - J605 | 47091 | Not Provided by ISO | Not Provided by ISO | Not Provided by ISO | Not Provided by ISO | Not Provided by ISO
MISO | J606 | 2016-05-09 | Wind | 150 | Wisconsin | Monroe County | Withdrawn/not Started | American Transmission Co. LLC | La Crosse to North Madison 345kV Line Tap (ATC) | La Crosse (SubstationID: 11165) | Monroe County - J606 | 47092 | Not Provided by ISO | Not Provided by ISO | Not Provided by ISO | Not Provided by ISO | Not Provided by ISO
MISO | J607 | 2016-05-09 | Wind | 150 | North Dakota | Logan County | Withdrawn/not Started | Montana-Dakota Utilities Company | Wishek - Heskett 230kV line | Heskett (SubstationID: 11734) - Wishek Jct. (SubstationID: 33624) | Logan County - J607 | 47093 | Not Provided by ISO | Not Provided by ISO | Not Provided by ISO | Not Provided by ISO | Not Provided by ISO
MISO | J608 | 2016-05-09 | Wind | 100 | Michigan | Montcalm County | Withdrawn/not Started | Michigan Electric Transmission Company, LLC | Deja 138kV Substation | Deja - Day (SubstationID: 25718) | Montcalm County - J608 | 47094 | Not Provided by ISO | Not Provided by ISO | Not Provided by ISO | Not Provided by ISO | Not Provided by ISO
MISO | J609 | 2016-05-09 | Wind | 136 | Michigan | Muskegon County | Withdrawn/not Started | Michigan Electric Transmission Company, LLC | White Road 115kV Substation | White Road (SubstationID: 37084) | Muskegon County - J609 | 47095 | Not Provided by ISO | Not Provided by ISO | Not Provided by ISO | Not Provided by ISO | Not Provided by ISO
MISO | J610 | 2016-05-09 | Wind | 300 | Iowa | Benton County | Withdrawn/not Started | ITC Midwest | Unknown |  | Benton County - J610 | 47096 | Not Provided by ISO | Not Provided by ISO | Not Provided by ISO | Not Provided by ISO | Not Provided by ISO
MISO | J611 | 2016-05-09 | Wind | 110 | Missouri | Nodaway County | Done/in Service | MidAmerican Energy Company | Clarinda - Merryville 161kV tap | Berryville (SubstationID: 28172) - Clarinda (SubstationID: 29531) | Contrail | 47097 | Not Provided by ISO | Not Provided by ISO | Not Provided by ISO | Not Provided by ISO | Not Provided by ISO
MISO | J612 | 2016-05-09 | Wind | 150 | Minnesota | Kittson County / Marshall County | Withdrawn/not Started | Otter Tail Power Company | Unknown |  | Kittson County, Marshall County - J612 | 47098 | Not Provided by ISO | Not Provided by ISO | Not Provided by ISO | Not Provided by ISO | Not Provided by ISO
MISO | J613 | 2016-05-09 | Wind | 100 | North Dakota | Stutsman County | Withdrawn/not Started | Otter Tail Power Company | Jamestown Substation 115kV | Jamestown Peaking Plant (SubstationID: 36055) | Stutsman Wind Farm | 47099 | Not Provided by ISO | Not Provided by ISO | Not Provided by ISO | Not Provided by ISO | Not Provided by ISO
MISO | J614 | 2016-05-09 | Wind | 66 | Iowa | Howard County | Done/in Service | Southern Minnesota Municipal Power Agency | Rice 161kV Substation | Rice (SubstationID: 55728) | Saratoga Wind Farm | 47100 | Not Provided by ISO | Not Provided by ISO | Not Provided by ISO | Not Provided by ISO | Not Provided by ISO
MISO | J615 | 2016-05-09 | Wind | 70 | Iowa | Black Hawk County | Withdrawn/not Started | MidAmerican Energy Company | Electric Farms- Shaulis 161kV | Shaulis Road (SubstationID: 32655) | Washburn Wind Farm | 47101 | Not Provided by ISO | Not Provided by ISO | Not Provided by ISO | Not Provided by ISO | Not Provided by ISO
MISO | J616 | 2016-05-09 | Solar PV | 50 | Louisiana | Ouachita Parish | Withdrawn/not Started | Entergy | Unknown |  | Ouachita Parish - J616 | 47102 | Not Provided by ISO | Not Provided by ISO | Not Provided by ISO | Not Provided by ISO | Not Provided by ISO
MISO | J617 | 2016-05-09 | Solar PV | 100 | Arkansas | Lincoln County | Withdrawn/not Started | Entergy | Unknown |  | Lincoln County - J617 | 47104 | Not Provided by ISO | Not Provided by ISO | Not Provided by ISO | Not Provided by ISO | Not Provided by ISO
MISO | J618 | 2016-05-09 | Solar PV | 58.7 | Louisiana | Franklin Parish | Withdrawn/not Started | Entergy | Unknown |  | Franklin Parish - J618 | 47105 | Not Provided by ISO | Not Provided by ISO | Not Provided by ISO | Not Provided by ISO | Not Provided by ISO
MISO | J619 | 2016-05-09 | Solar PV | 50 | Louisiana | St. Landry Parish | Withdrawn/withdrawn | Entergy | Champagne 69kV Substation | Champagne (SubstationID: 28533) | St. Landry Solar | 47106 | Not Provided by ISO | Not Provided by ISO | Not Provided by ISO | Not Provided by ISO | Not Provided by ISO
MISO | J620 | 2016-05-09 | Solar PV | 100 | Arkansas | Chicot County | Done/in Service | Entergy | Tap 1396 - Tap 1398 115kV |  | Chicot Solar | 47107 | Not Provided by ISO | Not Provided by ISO | Not Provided by ISO | Not Provided by ISO | Not Provided by ISO
MISO | J621 | 2016-05-09 | Solar PV | 100 | Arkansas | Lincoln County | Withdrawn/not Started | Entergy | Unknown |  | Lincoln County - J621 | 47108 | Not Provided by ISO | Not Provided by ISO | Not Provided by ISO | Not Provided by ISO | Not Provided by ISO
MISO | J622 | 2016-05-09 | Solar PV | 100 | Arkansas | Lonoke County | Withdrawn/not Started | Entergy | tap on Remington - Lonoke East 115 kV line | Lonoke East (SubstationID: 21461) - Remington (SubstationID: 40547) | Lonoke County - J622 | 47109 | Not Provided by ISO | Not Provided by ISO | Not Provided by ISO | Not Provided by ISO | Not Provided by ISO
MISO | J623 | 2016-05-09 | Solar PV | 20 | Minnesota | Yellow Medicine County | Withdrawn/not Started | Northern States Power (Xcel Energy) | Unknown |  | Yellow Medicine County - J623 | 47110 | Not Provided by ISO | Not Provided by ISO | Not Provided by ISO | Not Provided by ISO | Not Provided by ISO
MISO | J624 | 2016-05-09 | Solar PV | 80 | Minnesota | Yellow Medicine County | Withdrawn/not Started | Northern States Power (Xcel Energy) | Unknown |  | Yellow Medicine County - J624 | 47111 | Not Provided by ISO | Not Provided by ISO | Not Provided by ISO | Not Provided by ISO | Not Provided by ISO
MISO | J626 | 2016-05-09 | Wind | 400 | Minnesota | Meeker County / Renville County | Withdrawn/not Started | Northern States Power (Xcel Energy) | Unknown |  | Meeker County, Renville County - J626 | 47113 | Not Provided by ISO | Not Provided by ISO | Not Provided by ISO | Not Provided by ISO | Not Provided by ISO
MISO | J627 | 2016-05-09 | Wind | 400 | Minnesota | Meeker County / Renville County | Withdrawn/not Started | Northern States Power (Xcel Energy) | Unknown |  | Meeker County, Renville County - J627 | 47114 | Not Provided by ISO | Not Provided by ISO | Not Provided by ISO | Not Provided by ISO | Not Provided by ISO
MISO | J647 | 2016-06-20 | Solar PV | 147.4 | Michigan | Muskegon County | Withdrawn/not Started | Michigan Electric Transmission Company, LLC | BC Cobb - Four Mile 138kV Line | B C Cobb (SubstationID: 16779) - Four Mile (SubstationID: 25742) | Muskegon County - J647 | 47136 | Not Provided by ISO | Not Provided by ISO | Not Provided by ISO | Not Provided by ISO | Not Provided by ISO
MISO | J650 | 2016-06-27 | Wind | 151.8 | South Dakota | Grant County /roberts County | Withdrawn/not Started | Otter Tail Power Company | 345kV interconnect at new Tap on proposed MVP Big Stone to Ellendale line |  | Grant County, Roberts County - J650 | 47137 | Not Provided by ISO | Not Provided by ISO | Not Provided by ISO | Not Provided by ISO | Not Provided by ISO
MISO | J651 | 2016-06-27 | Wind | 151.8 | South Dakota | Grant County /roberts County | Withdrawn/not Started | Otter Tail Power Company | 345 kV interconnect at new Tap on proposed MVP Big Stone to Ellendale line |  | Grant County, Roberts County - J651 | 47138 | Not Provided by ISO | Not Provided by ISO | Not Provided by ISO | Not Provided by ISO | Not Provided by ISO
MISO | J652 | 2016-07-05 | Wind | 98 | Wisconsin | Lafayette County | Done/in Service | American Transmission Co. LLC | Darlington - Hillman 138kV | Darlington (SubstationID: 23382) - Hillman (SubstationID: 21361) | Quilt Block | 41074 | Not Provided by ISO | Not Provided by ISO | Not Provided by ISO | Not Provided by ISO | Not Provided by ISO
MISO | J655 | 2016-07-06 | Solar PV | 101.5 | Arkansas | Jackson County | Withdrawn/not Started | Entergy | Unknown |  | Jackson County - J655 | 47142 | Not Provided by ISO | Not Provided by ISO | Not Provided by ISO | Not Provided by ISO | Not Provided by ISO
MISO | J656 | 2016-07-06 | Solar PV | 101.5 | Arkansas | Craighead County / Monroe County | Withdrawn/not Started | Entergy | Unknown |  | Craighead County, Monroe County - J656 | 47143 | Not Provided by ISO | Not Provided by ISO | Not Provided by ISO | Not Provided by ISO | Not Provided by ISO
MISO | J653 | 2016-07-06 | Solar PV | 50 | Arkansas | White County | Withdrawn/not Started | Entergy | Unknown |  | White County - J653 | 47140 | Not Provided by ISO | Not Provided by ISO | Not Provided by ISO | Not Provided by ISO | Not Provided by ISO
MISO | J658 | 2016-07-07 | Wind | 100.05 | Missouri | Audrain County | Withdrawn/not Started | Ameren Missouri | Spencer Creek 345 kV Substation | Spencer Creek Sw (SubstationID: 35090) | Audrain County - J658 | 47383 | Not Provided by ISO | Not Provided by ISO | Not Provided by ISO | Not Provided by ISO | Not Provided by ISO
MISO | J654 | 2016-07-07 | Solar PV | 101.5 | Arkansas | Arkansas County / Clark County | Withdrawn/not Started | Entergy | Unknown |  | Arkansas County, Clark County - J654 | 47141 | Not Provided by ISO | Not Provided by ISO | Not Provided by ISO | Not Provided by ISO | Not Provided by ISO
MISO | J657 | 2016-07-08 | Wind | 100.8 | Wisconsin | Manitowoc County | Withdrawn/not Started | American Transmission Co. LLC | Kewaunee - Shoto 138kV Line (at the existing Mishicot Tap) | Kewaunee Nuclear Generating Station (SubstationID: 16965) - Shoto (SubstationID: 34597) | Manitowoc County - J657 | 47382 | Not Provided by ISO | Not Provided by ISO | Not Provided by ISO | Not Provided by ISO | Not Provided by ISO
MISO | J699 | 2016-07-11 | Wind | 48.3 | Louisiana | St. Mary Parish | Withdrawn/not Started | Cleco Corporation | Unknown |  | St. Mary Parish - J699 | 47454 | Not Provided by ISO | Not Provided by ISO | Not Provided by ISO | Not Provided by ISO | Not Provided by ISO
MISO | J660 | 2016-07-11 | Solar PV | 50 | Louisiana | Richland Parish | Withdrawn/not Started | Entergy | Unknown |  | Richland Parish - J660 | 47385 | Not Provided by ISO | Not Provided by ISO | Not Provided by ISO | Not Provided by ISO | Not Provided by ISO
MISO | J661 | 2016-07-11 | Solar PV | 90 | Arkansas | Bradley County | Withdrawn/not Started | Entergy | Unknown |  | Bradley County - J661 | 47386 | Not Provided by ISO | Not Provided by ISO | Not Provided by ISO | Not Provided by ISO | Not Provided by ISO
MISO | J662 | 2016-07-11 | Wind | 100.05 | Arkansas | Crittenden County | Withdrawn/withdrawn | Entergy | Marked Tree - Marion 161kV Line | Marion (SubstationID: 28215) - Marked Tree (AECC) (SubstationID: 41104) | Crittenden County - J662 | 47387 | Not Provided by ISO | Not Provided by ISO | Not Provided by ISO | Not Provided by ISO | Not Provided by ISO
MISO | J664 | 2016-07-11 | Solar PV | 50 | Louisiana | Avoyelles Parish | Withdrawn/not Started | Cleco Corporation | Unknown |  | Avoyelles Parish - J664 | 47389 | Not Provided by ISO | Not Provided by ISO | Not Provided by ISO | Not Provided by ISO | Not Provided by ISO
MISO | J665 | 2016-07-11 | Solar PV | 44.5 | Louisiana | Morehouse Parish | Withdrawn/not Started | Entergy | Unknown |  | Morehouse Parish - J665 | 47390 | Not Provided by ISO | Not Provided by ISO | Not Provided by ISO | Not Provided by ISO | Not Provided by ISO
MISO | J666 | 2016-07-11 | Solar PV | 100 | Arkansas | Crittenden County | Withdrawn/not Started | Entergy | Unknown |  | Crittenden County - J666 | 47391 | Not Provided by ISO | Not Provided by ISO | Not Provided by ISO | Not Provided by ISO | Not Provided by ISO
MISO | J667 | 2016-07-11 | Solar PV | 80 | Illinois | Massac County | Withdrawn/not Started | Ameren Illinois | Unknown |  | Massac County - J667 | 47392 | Not Provided by ISO | Not Provided by ISO | Not Provided by ISO | Not Provided by ISO | Not Provided by ISO
MISO | J668 | 2016-07-11 | Solar PV | 100 | Wisconsin | Waushara County | Withdrawn/not Started | American Transmission Co. LLC | Unknown |  | Waushara County - J668 | 47393 | Not Provided by ISO | Not Provided by ISO | Not Provided by ISO | Not Provided by ISO | Not Provided by ISO
MISO | J669 | 2016-07-11 | Solar PV | 100 | Wisconsin | Portage County | Withdrawn/not Started | American Transmission Co. LLC | Unknown |  | Portage County - J669 | 47394 | Not Provided by ISO | Not Provided by ISO | Not Provided by ISO | Not Provided by ISO | Not Provided by ISO
MISO | J670 | 2016-07-11 | Solar PV | 200 | Mississippi | Panola County | Withdrawn/not Started | Entergy | Unknown |  | Panola County - J670 | 47395 | Not Provided by ISO | Not Provided by ISO | Not Provided by ISO | Not Provided by ISO | Not Provided by ISO
MISO | J671 | 2016-07-11 | Wind | 400 | Minnesota | Martin County | Withdrawn/not Started | ITC Midwest | Unknown |  | Martin County - J671 | 47396 | Not Provided by ISO | Not Provided by ISO | Not Provided by ISO | Not Provided by ISO | Not Provided by ISO
MISO | J672 | 2016-07-11 | Wind | 150 | Louisiana | Jefferson Davis Parish | Withdrawn/not Started | Entergy | Unknown |  | Jefferson Davis Parish - J672 | 47424 | Not Provided by ISO | Not Provided by ISO | Not Provided by ISO | Not Provided by ISO | Not Provided by ISO
MISO | J673 | 2016-07-11 | Solar PV | 50 | Louisiana | Ouachita Parish | Withdrawn/not Started | Entergy | Unknown |  | Ouachita County - J673 | 47425 | Not Provided by ISO | Not Provided by ISO | Not Provided by ISO | Not Provided by ISO | Not Provided by ISO
MISO | J674 | 2016-07-11 | Solar PV | 44.5 | Louisiana | Morehouse Parish | Withdrawn/not Started | Entergy | Unknown |  | Morehouse Parish - J674 | 47426 | Not Provided by ISO | Not Provided by ISO | Not Provided by ISO | Not Provided by ISO | Not Provided by ISO
MISO | J675 | 2016-07-11 | Solar PV | 100 | Louisiana | Acadia Parish | Withdrawn/not Started | Entergy | Unknown |  | Acadia Parish - J675 | 47427 | Not Provided by ISO | Not Provided by ISO | Not Provided by ISO | Not Provided by ISO | Not Provided by ISO
MISO | J676 | 2016-07-11 | Solar PV | 50 | Louisiana | West Baton Rouge Parish | Withdrawn/not Started | Entergy | Unknown |  | West Baton Rouge - J676 | 47428 | Not Provided by ISO | Not Provided by ISO | Not Provided by ISO | Not Provided by ISO | Not Provided by ISO
MISO | J677 | 2016-07-11 | Solar PV | 100 | Arkansas | Cross County | Withdrawn/not Started | Entergy | Unknown |  | Cross County - J677 | 47429 | Not Provided by ISO | Not Provided by ISO | Not Provided by ISO | Not Provided by ISO | Not Provided by ISO
MISO | J678 | 2016-07-11 | Solar PV | 100 | Arkansas | St. Francis County | Withdrawn/not Started | Entergy | Unknown |  | St. Francis County - J678 | 47430 | Not Provided by ISO | Not Provided by ISO | Not Provided by ISO | Not Provided by ISO | Not Provided by ISO
MISO | J679 | 2016-07-11 | Solar PV | 100 | Mississippi | Carroll County | Done/under Construction | Entergy | Greenwood - Winona 115kV | Greenwood (SubstationID: 30519) - Winona (SubstationID: 33617) | Deltaís Edge | 47431 | Not Provided by ISO | Not Provided by ISO | Not Provided by ISO | Not Provided by ISO | Not Provided by ISO
MISO | J680 | 2016-07-11 | Solar PV | 100 | Arkansas | Ashley County | Done/under Construction | Entergy | Crosset West 115kV Substation | Crossett South (SubstationID: 56850) | Crossett Solar | 56248 | Not Provided by ISO | Not Provided by ISO | Not Provided by ISO | Not Provided by ISO | Not Provided by ISO
MISO | J681 | 2016-07-11 | Solar PV | 100 | Arkansas | Jackson County | Withdrawn/not Started | Entergy | Unknown |  | Jackson County - J681 | 47433 | Not Provided by ISO | Not Provided by ISO | Not Provided by ISO | Not Provided by ISO | Not Provided by ISO
MISO | J682 | 2016-07-11 | Wind | 400 | Missouri | Schuyler County | Withdrawn/not Started | Ameren Missouri | Unknown |  | Schuyler County - J682 | 47435 | Not Provided by ISO | Not Provided by ISO | Not Provided by ISO | Not Provided by ISO | Not Provided by ISO
MISO | J683 | 2016-07-11 | Solar PV | 50 | Louisiana | West Baton Rouge Parish | Done/in Service | Entergy | Wilbert - Livonia 138kV Substation (~1.5 mi from Wilbert) | Wilbert (SubstationID: 28531) | Capital Region Solar (FKA LA3 West Baton Rouge Solar Facility) | 56367 | Not Provided by ISO | Not Provided by ISO | Not Provided by ISO | Not Provided by ISO | Not Provided by ISO
MISO | J684 | 2016-07-11 | Solar PV | 100 | Arkansas | Pulaski County | Withdrawn/not Started | Entergy | Unknown |  | Pulaski County - J684 | 47437 | Not Provided by ISO | Not Provided by ISO | Not Provided by ISO | Not Provided by ISO | Not Provided by ISO
MISO | J686 | 2016-07-11 | Wind | 250 | Mississippi | Sunflower County | Withdrawn/not Started | Entergy | Unknown |  | Sunflower County - J686 | 47439 | Not Provided by ISO | Not Provided by ISO | Not Provided by ISO | Not Provided by ISO | Not Provided by ISO
MISO | J687 | 2016-07-11 | Solar PV | 20 | Louisiana | Orleans Parish | Withdrawn/not Started | Entergy | Nasa 115kV Substation | Nasa (SubstationID: 41657) | Orleans Parish - J687 | 47440 | Not Provided by ISO | Not Provided by ISO | Not Provided by ISO | Not Provided by ISO | Not Provided by ISO
MISO | J688 | 2016-07-11 | Solar PV | 86 | Arkansas | Clark County | Withdrawn/not Started | Entergy | Unknown |  | Clark County - J688 | 47442 | Not Provided by ISO | Not Provided by ISO | Not Provided by ISO | Not Provided by ISO | Not Provided by ISO
MISO | J689 | 2016-07-11 | Solar PV | 50 | Arkansas | Cross County | Withdrawn/not Started | Entergy | Unknown |  | Cross County - J689 | 48544 | Not Provided by ISO | Not Provided by ISO | Not Provided by ISO | Not Provided by ISO | Not Provided by ISO
MISO | J690 | 2016-07-11 | Solar PV | 42 | Arkansas | Lonoke County | Withdrawn/not Started | Entergy | Unknown |  | Lonoke County - J690 | 47443 | Not Provided by ISO | Not Provided by ISO | Not Provided by ISO | Not Provided by ISO | Not Provided by ISO
MISO | J691 | 2016-07-11 | Wind | 160 | Iowa | Boone County / Hamilton County | Withdrawn/not Started | ITC Midwest | Unknown |  | Boone County, Hamilton County - J691 | 47444 | Not Provided by ISO | Not Provided by ISO | Not Provided by ISO | Not Provided by ISO | Not Provided by ISO
MISO | J692 | 2016-07-11 | Solar PV | 5.49 | Louisiana | Allen Parish | Withdrawn/not Started | Entergy | Unknown |  | Allen Parish - J692 | 47446 | Not Provided by ISO | Not Provided by ISO | Not Provided by ISO | Not Provided by ISO | Not Provided by ISO
MISO | J693 | 2016-07-11 | Solar PV | 16.49 | Louisiana | Jefferson Davis Parish | Withdrawn/not Started | Entergy | Unknown |  | Jefferson Davis Parish - J693 | 47448 | Not Provided by ISO | Not Provided by ISO | Not Provided by ISO | Not Provided by ISO | Not Provided by ISO
MISO | J694 | 2016-07-11 | Solar PV | 14.66 | Louisiana | Iberia Parish | Withdrawn/not Started | Entergy | Unknown |  | Iberia Parish - J694 | 47449 | Not Provided by ISO | Not Provided by ISO | Not Provided by ISO | Not Provided by ISO | Not Provided by ISO
MISO | J695 | 2016-07-11 | Solar PV | 99 | Arkansas | Prairie County | Withdrawn/not Started | Entergy | Unknown |  | Prairie County - J695 | 47450 | Not Provided by ISO | Not Provided by ISO | Not Provided by ISO | Not Provided by ISO | Not Provided by ISO
MISO | J696 | 2016-07-11 | Solar PV | 150 | Arkansas | St. Francis County | Withdrawn/not Started | Entergy | Unknown |  | St. Francis County - J696 | 47451 | Not Provided by ISO | Not Provided by ISO | Not Provided by ISO | Not Provided by ISO | Not Provided by ISO
MISO | J700 | 2016-08-03 | Solar PV | 49.98 | Louisiana | Acadia Parish | Withdrawn/not Started | Entergy | Unknown |  | Acadia Parish - J700 | 47464 | Not Provided by ISO | Not Provided by ISO | Not Provided by ISO | Not Provided by ISO | Not Provided by ISO
MISO | J702 | 2016-09-08 | Solar PV | 100 | Minnesota | Wadena County | Withdrawn/not Started | Minnesota Power (Allete, Inc.) | Unknown |  | Wadena County - J702 | 48159 | Not Provided by ISO | Not Provided by ISO | Not Provided by ISO | Not Provided by ISO | Not Provided by ISO
MISO | J707 | 2016-09-09 | Wind | 300 | North Dakota | Barnes County | Withdrawn/not Started | Otter Tail Power Company | Buffalo 345kV | Buffalo (SubstationID: 21495) | Glacier Ridge Wind Farm | 48001 | Not Provided by ISO | Not Provided by ISO | Not Provided by ISO | Not Provided by ISO | Not Provided by ISO
MISO | J709 | 2016-09-09 | Solar PV | 100 | Mississippi | Greene County | Withdrawn/withdrawn | South Mississippi Electric Power Association | Green Substation 230kV | Green (SubstationID: 41658) | Long Branch Solar | 48214 | Not Provided by ISO | Not Provided by ISO | Not Provided by ISO | Not Provided by ISO | Not Provided by ISO
MISO | J710 | 2016-09-09 | Solar PV | 20 | Louisiana | Lafayette Parish | Withdrawn/not Started | Entergy | Duson - Scott line 69kV | Duson (SubstationID: 28594) - Scott (SubstationID: 452) | Lafayette Parish - J710 | 48215 | Not Provided by ISO | Not Provided by ISO | Not Provided by ISO | Not Provided by ISO | Not Provided by ISO
MISO | J711 | 2016-09-09 | Wind | 130 | Michigan | Baraga County | Withdrawn/withdrawn | American Transmission Co. LLC | Silver River 138kV | Silver River (SubstationID: 48415) | Summit Lake Wind Energy Project | 58679 | Not Provided by ISO | Not Provided by ISO | Not Provided by ISO | Not Provided by ISO | Not Provided by ISO
MISO | J712 | 2016-09-09 | Wind | 200 | Wisconsin | Iowa County | Withdrawn/not Started | American Transmission Co. LLC | Hill Valley 138kV Substation | Eden (SubstationID: 23393) | Iowa County - J712 | 48218 | Not Provided by ISO | Not Provided by ISO | Not Provided by ISO | Not Provided by ISO | Not Provided by ISO
MISO | J716 | 2016-09-12 | Solar PV | 60 | Louisiana | Jefferson Davis Parish | Withdrawn/not Started | Entergy | Unknown |  | Jefferson Davis Parish - J716 | 48223 | Not Provided by ISO | Not Provided by ISO | Not Provided by ISO | Not Provided by ISO | Not Provided by ISO
MISO | J717 | 2016-09-12 | Wind | 200.1 | Michigan | Isabella County | Done/under Construction | Michigan Electric Transmission Company, LLC | Edenville Junction to Warren 138 kV Line | Salt River (SubstationID: 56510) | Isabella Wind Farm | 52625 | Not Provided by ISO | Not Provided by ISO | Not Provided by ISO | Not Provided by ISO | Not Provided by ISO
MISO | J718 | 2016-09-13 | Solar PV | 49.98 | Minnesota | Fillmore County | Done/under Construction | Dairyland Power Cooperative | Cherry Grove 69kV Substation | Cherry Grove (SubstationID: 41661) | Fillmore County Solar | 48243 | Not Provided by ISO | Not Provided by ISO | Not Provided by ISO | Not Provided by ISO | Not Provided by ISO
MISO | J719 | 2016-10-12 | Wind | 100 | South Dakota | Codington County / Grant County | Withdrawn/not Started | Otter Tail Power Company | Unknown |  | Codington County, Grant County - J719 | 48553 | Not Provided by ISO | Not Provided by ISO | Not Provided by ISO | Not Provided by ISO | Not Provided by ISO
MISO | J723 | 2016-10-24 | Wind | 100 | South Dakota | Grant County | Withdrawn/not Started | Northern States Power (Xcel Energy) | Unknown |  | Grant County - J723 | 48803 | Not Provided by ISO | Not Provided by ISO | Not Provided by ISO | Not Provided by ISO | Not Provided by ISO
MISO | J724 | 2016-10-24 | Wind | 100 | South Dakota | Grant County | Withdrawn/not Started | Northern States Power (Xcel Energy) | Unknown |  | Grant County - J724 | 48804 | Not Provided by ISO | Not Provided by ISO | Not Provided by ISO | Not Provided by ISO | Not Provided by ISO
MISO | J721 | 2016-10-24 | Wind | 200 | South Dakota | Codington County /deuel County | Withdrawn/not Started | Otter Tail Power Company | Big Stone South substation, Big Stone City | Big Stone South (SubstationID: 19532) | Codington County,Deuel County - J721 | 69597 | Not Provided by ISO | Not Provided by ISO | Not Provided by ISO | Not Provided by ISO | Not Provided by ISO
MISO | J727 | 2016-11-02 | Wind | 100 | North Dakota | Barnes County / Stutsman County | Withdrawn/not Started | Otter Tail Power Company | Unknown |  | Barnes County, Stutsman County - J727 | 49067 | Not Provided by ISO | Not Provided by ISO | Not Provided by ISO | Not Provided by ISO | Not Provided by ISO
MISO | J728 | 2016-11-02 | Wind | 200.1 | Michigan | Isabella County | Done/under Construction | Michigan Electric Transmission Company, LLC | Edenville Junction to Warren 138 kV Line | Salt River (SubstationID: 56510) | Isabella Wind Farm | 52625 | Not Provided by ISO | Not Provided by ISO | Not Provided by ISO | Not Provided by ISO | Not Provided by ISO
MISO | J729 | 2016-11-04 | Wind | 100 | South Dakota | Clark County | Withdrawn/not Started | Otter Tail Power Company | Unknown |  | Clark County - J729 | 49070 | Not Provided by ISO | Not Provided by ISO | Not Provided by ISO | Not Provided by ISO | Not Provided by ISO
MISO | J730 | 2016-11-04 | Wind | 100 | South Dakota | Clark County | Withdrawn/not Started | Otter Tail Power Company | Unknown |  | Clark County - J730 | 49071 | Not Provided by ISO | Not Provided by ISO | Not Provided by ISO | Not Provided by ISO | Not Provided by ISO
MISO | J731 | 2016-11-08 | Wind | 200 | Iowa | Palo Alto County | Withdrawn/not Started | MidAmerican Energy Company | Kossuth-O'Brien 345kV | Kossuth (SubstationID: 31060) - O'Brien (SubstationID: 21496) | Palo Alto County - J731 | 49073 | Not Provided by ISO | Not Provided by ISO | Not Provided by ISO | Not Provided by ISO | Not Provided by ISO
MISO | J733 | 2016-11-08 | Wind | 200 | Iowa | Franklin County | Withdrawn/not Started | ITC Midwest | J416 345 kV Interconnection Facilitities to be Owned by ITCM | Black Hawk (SubstationID: 20325) - Killdeer (SubstationID: 20326) | Franklin County - J733 | 49074 | Not Provided by ISO | Not Provided by ISO | Not Provided by ISO | Not Provided by ISO | Not Provided by ISO
MISO | J735 | 2016-11-10 | Solar PV | 100 | Minnesota | Morrison County | Withdrawn/not Started | Great River Energy | Unknown |  | Morrison County - J735 | 49075 | Not Provided by ISO | Not Provided by ISO | Not Provided by ISO | Not Provided by ISO | Not Provided by ISO
MISO | J736 | 2016-11-11 | Solar PV | 100 | North Dakota | Cass County | Withdrawn/not Started | Northern States Power (Xcel Energy) | Unknown |  | Cass County - J736 | 49076 | Not Provided by ISO | Not Provided by ISO | Not Provided by ISO | Not Provided by ISO | Not Provided by ISO
MISO | J737 | 2016-11-11 | Solar PV | 100 | North Dakota | Cass County | Withdrawn/not Started | Northern States Power (Xcel Energy) | Unknown |  | Cass County - J737 | 49077 | Not Provided by ISO | Not Provided by ISO | Not Provided by ISO | Not Provided by ISO | Not Provided by ISO
MISO | J738 | 2016-11-11 | Wind | 150 | Wisconsin | Green County | Withdrawn/not Started | American Transmission Co. LLC | Unknown |  | Green County - J738 | 49078 | Not Provided by ISO | Not Provided by ISO | Not Provided by ISO | Not Provided by ISO | Not Provided by ISO
MISO | J739 | 2016-11-11 | Wind | 200 | Minnesota | Lyon County | Withdrawn/not Started | Northern States Power (Xcel Energy) | Lyon County 345kV Substation | Lyon County (SubstationID: 519) | Redwood River Wind Project | 49079 | Not Provided by ISO | Not Provided by ISO | Not Provided by ISO | Not Provided by ISO | Not Provided by ISO
MISO | J740 | 2016-11-11 | Wind | 200 | Indiana | Jasper County /pulaski County | Withdrawn/withdrawn | Northern Indiana Public Service Company | Reynold 345kV substation | Rollin Schahfer (SubstationID: 41662) | Jasper White Wind | 49080 | Not Provided by ISO | Not Provided by ISO | Not Provided by ISO | Not Provided by ISO | Not Provided by ISO
MISO | J757 | 2016-11-14 | Wind | 303.6 | Illinois | Morgan County /sangamon County | Done/under Construction | Ameren Transmission Company of Illinois | Austin-Meredosia 345kV line | Austin (SubstationID: 41664) - Meredosia Switchyard (SubstationID: 22972) | Lincoln Land Wind | 49100 | Not Provided by ISO | Not Provided by ISO | Not Provided by ISO | Not Provided by ISO | Not Provided by ISO
MISO | J758 | 2016-11-14 | Solar PV | 200 | Michigan | Calhoun County | Done/under Construction | Michigan Electric Transmission Company, LLC | Verona-Foundry 138kV | Foundry (SubstationID: 41667) - Verona (SubstationID: 41666) | Calhoun Solar Center | 49104 | Not Provided by ISO | Not Provided by ISO | Not Provided by ISO | Not Provided by ISO | Not Provided by ISO
MISO | J759 | 2016-11-14 | Solar PV | 70 | Indiana | Spencer County | Done/under Construction | Hoosier Energy REC, Inc. | Troy 161kV Sub | Troy (SubstationID: 41665) | Spencer County Solar | 49103 | Not Provided by ISO | Not Provided by ISO | Not Provided by ISO | Not Provided by ISO | Not Provided by ISO
MISO | J759 | 2016-11-14 | Solar PV | 70 | Indiana | Spencer County | Done/under Construction | Hoosier Energy REC, Inc. | Troy 161kV Sub | Troy (SubstationID: 41665) | Troy Solar (AKA Vectren South/Spencer County Solar) | 56203 | Not Provided by ISO | Not Provided by ISO | Not Provided by ISO | Not Provided by ISO | Not Provided by ISO
MISO | J761 | 2016-11-14 | Wind | 200 | Minnesota | Faribault County | Withdrawn/not Started | ITC Midwest | Huntley 345 kV sub | Colby (SubstationID: 20688) - Huntley (SubstationID: 20284) | Faribault County - J761 | 49105 | Not Provided by ISO | Not Provided by ISO | Not Provided by ISO | Not Provided by ISO | Not Provided by ISO
MISO | J762 | 2016-11-14 | Solar PV | 200 | Kentucky | Meade County | Done/under Construction | Big Rivers Electric Corporation | Meade Sub 161kV | Meade (SubstationID: 41668) | Green River Solar | 68583 | Not Provided by ISO | Not Provided by ISO | Not Provided by ISO | Not Provided by ISO | Not Provided by ISO
MISO | J763 | 2016-11-14 | Wind | 5.28 | Iowa | Hancock County / Winnebago County | Withdrawn/not Started | ITC Midwest | Unknown |  | Hancock County, Winnebago County - J763 | 49107 | Not Provided by ISO | Not Provided by ISO | Not Provided by ISO | Not Provided by ISO | Not Provided by ISO
MISO | J764 | 2016-11-14 | Wind | 12 | Iowa | Story County | Withdrawn/not Started | ITC Midwest | Unknown |  | Story County - J764 | 49108 | Not Provided by ISO | Not Provided by ISO | Not Provided by ISO | Not Provided by ISO | Not Provided by ISO
MISO | J765 | 2016-11-14 | Wind | 4.32 | Wisconsin | Dodge County | Withdrawn/not Started | American Transmission Co. LLC | Unknown |  | Dodge County - J765 | 49109 | Not Provided by ISO | Not Provided by ISO | Not Provided by ISO | Not Provided by ISO | Not Provided by ISO
MISO | J766 | 2016-11-14 | Wind | 3.84 | North Dakota | Oliver County | Withdrawn/not Started | Minnesota Power (Allete, Inc.) | Square Butte 230kV Substation | Square Butte (SubstationID: 21104) | Oliver County - J766 | 49110 | Not Provided by ISO | Not Provided by ISO | Not Provided by ISO | Not Provided by ISO | Not Provided by ISO
MISO | J767 | 2016-11-14 | Wind | 12 | Iowa | Hancock County | Withdrawn/not Started | ITC Midwest | Lime Creek 161 kV substation | Lime Creek (SubstationID: 17499) | Hancock County - J767 | 49111 | Not Provided by ISO | Not Provided by ISO | Not Provided by ISO | Not Provided by ISO | Not Provided by ISO
MISO | J768 | 2016-11-14 | Wind | 12 | Iowa | Story County | Withdrawn/not Started | ITC Midwest | Story County Substation | Story City (SubstationID: 18583) | Story County - J768 | 49112 | Not Provided by ISO | Not Provided by ISO | Not Provided by ISO | Not Provided by ISO | Not Provided by ISO
MISO | J769 | 2016-11-14 | Solar PV | 33 | Minnesota | Renville County | Withdrawn/not Started | Northern States Power (Xcel Energy) | Kingman Run-Bird Island 69kV | Bird Island (SubstationID: 38203) - Kingman Run (SubstationID: 41670) | Renville County - J769 | 49113 | Not Provided by ISO | Not Provided by ISO | Not Provided by ISO | Not Provided by ISO | Not Provided by ISO
MISO | J770 | 2016-11-14 | Solar PV | 90 | Minnesota | Renville County | Withdrawn/not Started | Northern States Power (Xcel Energy) | Bird Island to Henryville Tap 69kV Line | Henryville (SubstationID: 41671) | Renville County - J770 | 49114 | Not Provided by ISO | Not Provided by ISO | Not Provided by ISO | Not Provided by ISO | Not Provided by ISO
MISO | J771 | 2016-11-14 | Solar PV | 50 | Minnesota | Stearns County | Withdrawn/not Started | Great River Energy | Lake Koronis-Paynesville 69kV | Koronis (SubstationID: 13399) - Paynesville (SubstationID: 13398) | Stearns County - J771 | 49115 | Not Provided by ISO | Not Provided by ISO | Not Provided by ISO | Not Provided by ISO | Not Provided by ISO
MISO | J772 | 2016-11-14 | Wind | 7.4 | Iowa | Cerro Gordo County / Hancock County | Withdrawn/not Started | ITC Midwest | Unknown |  | Cerro Gordo County, Hancock County - J772 | 49116 | Not Provided by ISO | Not Provided by ISO | Not Provided by ISO | Not Provided by ISO | Not Provided by ISO
MISO | J773 | 2016-11-14 | Wind | 400 | South Dakota | Codington County / Deuel County | Withdrawn/not Started | Northern States Power (Xcel Energy) | Unknown |  | Codington County, Deuel County - J773 | 49117 | Not Provided by ISO | Not Provided by ISO | Not Provided by ISO | Not Provided by ISO | Not Provided by ISO
MISO | J774 | 2016-11-14 | Wind | 200 | South Dakota | Codington County / Deuel County | Withdrawn/not Started | Northern States Power (Xcel Energy) | Unknown |  | Codington County, Deuel County - J774 | 49118 | Not Provided by ISO | Not Provided by ISO | Not Provided by ISO | Not Provided by ISO | Not Provided by ISO
MISO | J775 | 2016-11-14 | Wind | 200 | South Dakota | Codington County / Deuel County | Withdrawn/not Started | Northern States Power (Xcel Energy) | Unknown |  | Codington County, Deuel County - J775 | 49119 | Not Provided by ISO | Not Provided by ISO | Not Provided by ISO | Not Provided by ISO | Not Provided by ISO
MISO | J776 | 2016-11-14 | Wind | 99 | Iowa | Franklin County | Withdrawn/not Started | MidAmerican Energy Company | Black Hawk-Killdeer 345kV | Black Hawk (SubstationID: 20325) - Killdeer (SubstationID: 20326) | Franklin County - J776 | 49121 | Not Provided by ISO | Not Provided by ISO | Not Provided by ISO | Not Provided by ISO | Not Provided by ISO
MISO | J777 | 2016-11-14 | Wind | 99 | Iowa | Franklin County | Withdrawn/not Started | ITC Midwest | Whispering Willow 161kV substation | Whispering Willow (SubstationID: 41672) | Franklin County - J777 | 49122 | Not Provided by ISO | Not Provided by ISO | Not Provided by ISO | Not Provided by ISO | Not Provided by ISO
MISO | J778 | 2016-11-14 | Wind | 12 | Illinois | Mclean County | Withdrawn/not Started | Ameren Illinois | Unknown |  | McLean County - J778 | 49123 | Not Provided by ISO | Not Provided by ISO | Not Provided by ISO | Not Provided by ISO | Not Provided by ISO
MISO | J779 | 2016-11-14 | Wind | 51 | North Dakota | Emmons County /logan County | Withdrawn/not Started | Montana-Dakota Utilities Company | Bismarck-Linton 115kV | Emmons-Logan Wind Energy Center (SubstationID: 45299) | Emmons-Logan Wind | 49932 | Not Provided by ISO | Not Provided by ISO | Not Provided by ISO | Not Provided by ISO | Not Provided by ISO
MISO | J780 | 2016-11-14 | Wind | 200 | North Dakota | Sheridan County | Withdrawn/not Started | Otter Tail Power Company | Harvey - Underwood 230kV Line | Coal Creek (SubstationID: 11739) - Harvey Northwest (SubstationID: 35420) | Sheridan County - J780 | 49125 | Not Provided by ISO | Not Provided by ISO | Not Provided by ISO | Not Provided by ISO | Not Provided by ISO
MISO | J781 | 2016-11-14 | Wind | 170 | Minnesota | Kandiyohi County / Meeker County | Withdrawn/not Started | Northern States Power (Xcel Energy) | Willmar - Paynesville 230kV | Paynesville (SubstationID: 13398) - Willmar (SubstationID: 20981) | Kandiyohi County, Meeker County - J781 | 49126 | Not Provided by ISO | Not Provided by ISO | Not Provided by ISO | Not Provided by ISO | Not Provided by ISO
MISO | J782 | 2016-11-14 | Solar PV | 100 | Missouri | Stoddard County | Withdrawn/not Started | Ameren Missouri | Stoddart sub 161kV | Stoddart (SubstationID: 41673) | Stoddard County - J782 | 49127 | Not Provided by ISO | Not Provided by ISO | Not Provided by ISO | Not Provided by ISO | Not Provided by ISO
MISO | J783 | 2016-11-14 | Solar PV | 70 | Indiana | Spencer County | Done/under Construction | Southern Indiana Gas & Electric Company d/b/a Vectren Energy Delivery of Indiana, Inc. | Grandview Sub | Grandview (SubstationID: 34950) | Spencer County - J783 | 49128 | Not Provided by ISO | Not Provided by ISO | Not Provided by ISO | Not Provided by ISO | Not Provided by ISO
MISO | J784 | 2016-11-14 | Solar PV | 39.96 | Minnesota | Renville County | Withdrawn/not Started | Northern States Power (Xcel Energy) | Unknown |  | Renville County - J784 | 49129 | Not Provided by ISO | Not Provided by ISO | Not Provided by ISO | Not Provided by ISO | Not Provided by ISO
MISO | J744 | 2016-11-14 | Wind | 400 | South Dakota | Lincoln County | Withdrawn/not Started | Northern States Power (Xcel Energy) | Unknown |  | Lincoln County - J744 | 49085 | Not Provided by ISO | Not Provided by ISO | Not Provided by ISO | Not Provided by ISO | Not Provided by ISO
MISO | J745 | 2016-11-14 | Wind | 100 | Minnesota | Nobles County | Withdrawn/not Started | Northern States Power (Xcel Energy) | Nobles-Fenton 115kV | Fenton (SubstationID: 530) - Nobles (SubstationID: 531) | Nobles County - J745 | 49087 | Not Provided by ISO | Not Provided by ISO | Not Provided by ISO | Not Provided by ISO | Not Provided by ISO
MISO | J746 | 2016-11-14 | Wind | 200 | North Dakota | Mchenry County /mclean County /ward County | Withdrawn/not Started | Great River Energy | Stanton-McHenry 230kV | McHenry (SubstationID: 19635) - Stanton (SubstationID: 11738) | McHenry County, McLean County, Ward County - J746 | 49088 | Not Provided by ISO | Not Provided by ISO | Not Provided by ISO | Not Provided by ISO | Not Provided by ISO
MISO | J747 | 2016-11-14 | Wind | 200 | South Dakota | Deuel County | Withdrawn/not Started | Otter Tail Power Company | Brooking County - Big Stone South (J510 Tap - J630 Tap) 345kV Line | Big Stone South (SubstationID: 19532) - Brookings County 345 kV (SubstationID: 521) | Deuel County - J747 | 49089 | Not Provided by ISO | Not Provided by ISO | Not Provided by ISO | Not Provided by ISO | Not Provided by ISO
MISO | J748 | 2016-11-14 | Wind | 200 | Iowa | Plymouth County | Done/under Construction | MidAmerican Energy Company | Highland - Raun 345kV Line Tap | Highland (SubstationID: 21590) - Raun (SubstationID: 32357) | Plymouth Wind Energy Center | 49090 | Not Provided by ISO | Not Provided by ISO | Not Provided by ISO | Not Provided by ISO | Not Provided by ISO
MISO | J741 | 2016-11-14 | Wind | 51 | North Dakota | Emmons County /logan County | Withdrawn/not Started | Montana-Dakota Utilities Company | Wishek - Linton 115kV | Emmons-Logan Wind Energy Center (SubstationID: 45299) | Emmons-Logan Wind | 49932 | Not Provided by ISO | Not Provided by ISO | Not Provided by ISO | Not Provided by ISO | Not Provided by ISO
MISO | J742 | 2016-11-14 | Wind | 211 | Minnesota | Cottonwood County / Murray County | Withdrawn/not Started | Northern States Power (Xcel Energy) | Unknown |  | Cottonwood County, Murray County - J742 | 49083 | Not Provided by ISO | Not Provided by ISO | Not Provided by ISO | Not Provided by ISO | Not Provided by ISO
MISO | J751 | 2016-11-14 | Wind | 150 | Illinois | Adams County | Withdrawn/not Started | Ameren Illinois | Unknown |  | Adams County - J751 | 49092 | Not Provided by ISO | Not Provided by ISO | Not Provided by ISO | Not Provided by ISO | Not Provided by ISO
MISO | J752 | 2016-11-14 | Wind | 100 | Michigan | Tuscola County | Done/in Service | ITC Transmission | Ringle 345kV Switchyard | Ringle Switchyard (SubstationID: 41663) | Tuscola County - J752 | 49094 | Not Provided by ISO | Not Provided by ISO | Not Provided by ISO | Not Provided by ISO | Not Provided by ISO
MISO | J753 | 2016-11-14 | Solar PV | 100 | Kentucky | Breckinridge County | Done/under Construction | Big Rivers Electric Corporation | Hardinsburg Sub 161kV | Hardinsburg - Hardinsburg (SubstationID: 30612) | Breckinridge County - J753 | 49095 | Not Provided by ISO | Not Provided by ISO | Not Provided by ISO | Not Provided by ISO | Not Provided by ISO
MISO | J754 | 2016-11-14 | Wind | 303.6 | Indiana | Montgomery County | Withdrawn/withdrawn | Duke Energy Corporation | Cayuga - Nucor 345kV | Cayuga Station (SubstationID: 16785) - Nucor Steel (SubstationID: 27030) | Roaming Bison Wind | 52621 | Not Provided by ISO | Not Provided by ISO | Not Provided by ISO | Not Provided by ISO | Not Provided by ISO
MISO | J755 | 2016-11-14 | Wind | 200.1 | North Dakota | Bowman County | Withdrawn/not Started | Montana-Dakota Utilities Company | Unknown |  | Bowman County - J755 | 69599 | Not Provided by ISO | Not Provided by ISO | Not Provided by ISO | Not Provided by ISO | Not Provided by ISO
MISO | J756 | 2016-11-14 | Wind | 202.4 | Illinois | Logan County | Done/in Service | Ameren Illinois | Mason City to Fogarty 138kV | Fogarty (Kickapoo Tap) (SubstationID: 21306) | Sugar Creek I | 8543 | Not Provided by ISO | Not Provided by ISO | Not Provided by ISO | Not Provided by ISO | Not Provided by ISO
MISO | J791 | 2017-04-24 | Solar PV | 52 | Mississippi | Lamar County | Done/under Construction | South Mississippi Electric Power Association | Sumrall II Substation | Sumrall II (SubstationID: 42332) | MS Solar III (AKA Sumrall II) | 50245 | Not Provided by ISO | Not Provided by ISO | Not Provided by ISO | Not Provided by ISO | Not Provided by ISO
MISO | J447 | 2017-06-16 | Wind | 150 | Iowa | Cerro Gordo County | Withdrawn/not Started | ITC Midwest | Emery 161 kV Substation | Emery (SubstationID: 30103) | Cerro Gordo County - J447 | 43011 | Not Provided by ISO | Not Provided by ISO | Not Provided by ISO | Not Provided by ISO | Not Provided by ISO
MISO | J467 | 2017-06-16 | Wind | 102 | Illinois | Douglas County | Withdrawn/not Started | Ameren Illinois | Sidnay-Kansas 345kV Line | Kansas (SubstationID: 13988) | Broadlands Wind Farm (102 MW) | 43492 | Not Provided by ISO | Not Provided by ISO | Not Provided by ISO | Not Provided by ISO | Not Provided by ISO
MISO | J478 | 2017-06-16 | Wind | 200 | Indiana | Clinton County | Withdrawn/not Started | Duke Energy Corporation | Thorntown - New London - Kokomo 230kV Line | New London (SubstationID: 21400) - Thorntown (SubstationID: 13995) | Clinton County - J478 | 44186 | Not Provided by ISO | Not Provided by ISO | Not Provided by ISO | Not Provided by ISO | Not Provided by ISO
MISO | J502 | 2017-06-16 | Solar PV | 100 | Texas | Orange County | Withdrawn/not Started | Entergy | McLewis 230 kV Substation | Mclewis (SubstationID: 21108) | Orange County - J502 | 44839 | Not Provided by ISO | Not Provided by ISO | Not Provided by ISO | Not Provided by ISO | Not Provided by ISO
MISO | J545 | 2017-06-16 | Wind | 110 | Minnesota | Lincoln County | Active/not Started | Northern States Power (Xcel Energy) | Buffalo 115kV Substation | Buffalo Ridge (SubstationID: 13006) | Buffalo Ridge Wind Farm | 63408 | Not Provided by ISO | Not Provided by ISO | Not Provided by ISO | Not Provided by ISO | Not Provided by ISO
MISO | J625 | 2017-06-16 | Wind | 400 | Minnesota | Meeker County /renville County | Withdrawn/not Started | Northern States Power (Xcel Energy) | Blue Lake 345kV Substation | Blue Lake (SubstationID: 46782) | Meeker County, Renville County - J625 | 47112 | Not Provided by ISO | Not Provided by ISO | Not Provided by ISO | Not Provided by ISO | Not Provided by ISO
MISO | J579 | 2017-06-16 | Wind | 200 | Michigan | Allegan County | Withdrawn/not Started | Michigan Electric Transmission Company, LLC | Argenta 345kV Substation | Argenta (SubstationID: 44153) | Allegan County - J579 | 47063 | Not Provided by ISO | Not Provided by ISO | Not Provided by ISO | Not Provided by ISO | Not Provided by ISO
MISO | J580 | 2017-06-16 | Wind | 298 | North Dakota | Burleigh County | Withdrawn/not Started | Montana-Dakota Utilities Company | Nepoleon Sub 230kV |  | Burleigh Wind | 47064 | Not Provided by ISO | Not Provided by ISO | Not Provided by ISO | Not Provided by ISO | Not Provided by ISO
MISO | J628 | 2017-06-16 | Wind | 400 | North Dakota | Grand Forks County /nelson County | Active/not Started | Great River Energy | Ramsey - Prairie 230kV Line Tap | Prairie (SubstationID: 32272) - Ramsey (SubstationID: 32346) | Grand Forks County, Nelson County - J628 | 47115 | Not Provided by ISO | Not Provided by ISO | Not Provided by ISO | Not Provided by ISO | Not Provided by ISO
MISO | J632 | 2017-06-16 | Wind | 200 | Michigan | Berrien County /van Buren County | Withdrawn/not Started | Michigan Electric Transmission Company, LLC | Argenta - Plaisades 345kV Line | Argenta (SubstationID: 44153) - Palisades (SubstationID: 46764) | Berrien County, Van Buren County - J632 | 47119 | Not Provided by ISO | Not Provided by ISO | Not Provided by ISO | Not Provided by ISO | Not Provided by ISO
MISO | J639 | 2017-06-16 | Solar PV | 50 | Louisiana | West Baton Rouge Parish | Done/under Construction | Entergy | Addis - Big Cajun 230kV Line | Addis (SubstationID: 28482) - Big Cajun 1 (SubstationID: 18086) | West Baton Rouge Parish - J639 | 47128 | Not Provided by ISO | Not Provided by ISO | Not Provided by ISO | Not Provided by ISO | Not Provided by ISO
MISO | J640 | 2017-06-16 | Solar PV | 50 | Louisiana | St. Helena Parish | Withdrawn/not Started | Entergy | Amite - Liberty 115kV Line | Amite (SubstationID: 28883) | St. Helena Parish - J640 | 47129 | Not Provided by ISO | Not Provided by ISO | Not Provided by ISO | Not Provided by ISO | Not Provided by ISO
MISO | G517 | 2017-06-16 | Wind | 130 | Minnesota | Cottonwood County | Withdrawn/not Started | ITC Midwest | Summit Switch Station - South Storden 69 kV line |  | Summit Wind | 62692 | Not Provided by ISO | Not Provided by ISO | Not Provided by ISO | Not Provided by ISO | Not Provided by ISO
MISO | J878 | 2017-06-16 | Solar PV | 200 | Wisconsin | Kenosha County | Done/under Construction | American Transmission Co. LLC | Paris 138kV Substation | Paris (SubstationID: 17570) | Paris Solar Farm | 53424 | Not Provided by ISO | Not Provided by ISO | Not Provided by ISO | Not Provided by ISO | Not Provided by ISO
MISO | J879 | 2017-06-16 | Wind | 70 | Michigan | Baraga County | Withdrawn/not Started | American Transmission Co. LLC | North Lake 138 kV Substation | North Lake (Ishpeming) (SubstationID: 23497) | Baraga County - J879 | 53425 | Not Provided by ISO | Not Provided by ISO | Not Provided by ISO | Not Provided by ISO | Not Provided by ISO
MISO | J880 | 2017-06-16 | Wind | 150 | North Dakota | Ward County | Withdrawn/not Started | Northern States Power (Xcel Energy) | Magic City 230kV sub | Magic City (SubstationID: 40821) | Ward County - J880 | 53551 | Not Provided by ISO | Not Provided by ISO | Not Provided by ISO | Not Provided by ISO | Not Provided by ISO
MISO | J881 | 2017-06-16 | Solar PV | 45 | Illinois | Jasper County | Withdrawn/not Started | Ameren Illinois | Newton 138kV Substation | Newton (SubstationID: 10587) | Jasper County - J881 | 53470 | Not Provided by ISO | Not Provided by ISO | Not Provided by ISO | Not Provided by ISO | Not Provided by ISO
MISO | J882 | 2017-06-16 | Solar PV | 15 | Illinois | Montgomery County | Withdrawn/not Started | Ameren Illinois | Coffeen North 138kV Substation | Coffeen North (SubstationID: 55918) | Montgomery County - J882 | 53471 | Not Provided by ISO | Not Provided by ISO | Not Provided by ISO | Not Provided by ISO | Not Provided by ISO
MISO | J883 | 2017-06-16 | Wind | 80 | Indiana | Pulaski County | Withdrawn/withdrawn | Northern Indiana Public Service Company | Monticello-East Winamac | East Winamac-Pulaski Co.-Monroe Twp. (SubstationID: 30020) - Monticello (SubstationID: 31657) | Pulaski County - J883 | 53541 | Not Provided by ISO | Not Provided by ISO | Not Provided by ISO | Not Provided by ISO | Not Provided by ISO
MISO | J884 | 2017-06-16 | Solar PV | 100 | Illinois | Mclean County | Withdrawn/not Started | Ameren Illinois | Brokaw - Gibson City South 138 kV Line | Brokaw (SubstationID: 20215) | McLean County - J884 | 53472 | Not Provided by ISO | Not Provided by ISO | Not Provided by ISO | Not Provided by ISO | Not Provided by ISO
MISO | J885 | 2017-06-16 | Wind | 64 | Iowa | Worth County | Withdrawn/not Started | ITC Midwest | J407 Glenworth 161kV Substation | Glenworth (SubstationID: 30406) | Worth County - J885 | 53552 | Not Provided by ISO | Not Provided by ISO | Not Provided by ISO | Not Provided by ISO | Not Provided by ISO
MISO | J886 | 2017-06-16 | Solar PV | 150 | Wisconsin | Manitowoc County | Done/in Service | American Transmission Co. LLC | Kewaunee 138 kV Substation | Kewaunee Nuclear Generating Station (SubstationID: 16965) | Two Creeks Solar | 58383 | Not Provided by ISO | Not Provided by ISO | Not Provided by ISO | Not Provided by ISO | Not Provided by ISO
MISO | J887 | 2017-06-16 | Wind | 75 | Illinois | Knox County | Withdrawn/not Started | Ameren Illinois | G545 138kV Substation |  | Knox County - J887 | 53473 | Not Provided by ISO | Not Provided by ISO | Not Provided by ISO | Not Provided by ISO | Not Provided by ISO
MISO | J889 | 2017-06-16 | Wind | 150 | North Dakota | Nelson County | Withdrawn/not Started | Great River Energy | Ramsey - Prairie 230KV Line Tap | Prairie (Grand-Forks) (SubstationID: 1124) | Nelson County - J889 | 53553 | Not Provided by ISO | Not Provided by ISO | Not Provided by ISO | Not Provided by ISO | Not Provided by ISO
MISO | J890 | 2017-06-16 | Wind | 100 | Michigan | Presque Isle County | Withdrawn/not Started | Michigan Electric Transmission Company, LLC | Port Calcite - Riggsville 138kV Line | Port Calcite - Rogers (SubstationID: 25817) - Riggsville - Iverness (SubstationID: 25648) | Presque Isle County - J890 | 53382 | Not Provided by ISO | Not Provided by ISO | Not Provided by ISO | Not Provided by ISO | Not Provided by ISO
MISO | J891 | 2017-06-16 | Wind | 300 | Minnesota | Pipestone County | Withdrawn/not Started | Northern States Power (Xcel Energy) | Buffalo Ridge - Pipestone 115kV Line Tap | Buffalo Ridge (SubstationID: 13006) - Pipestone (SubstationID: 32178) | Pipestone County - J891 | 53392 | Not Provided by ISO | Not Provided by ISO | Not Provided by ISO | Not Provided by ISO | Not Provided by ISO
MISO | J892 | 2017-06-16 | Solar PV | 74.97 | Wisconsin | Walworth County | Withdrawn/not Started | American Transmission Co. LLC | Bluff Creek (Tap) to Sugar Creek 138 kV line tap | Bluff Creek (SubstationID: 21368) - Sugar Creek (SubstationID: 23569) | Walworth County - J892 | 53427 | Not Provided by ISO | Not Provided by ISO | Not Provided by ISO | Not Provided by ISO | Not Provided by ISO
MISO | J893 | 2017-06-16 | Solar PV | 100 | Arkansas | White County | Done/under Construction | Entergy | Searcy Price Sub 161kV | Searcy Price (SubstationID: 28433) | Searcy Solar Farm | 53483 | Not Provided by ISO | Not Provided by ISO | Not Provided by ISO | Not Provided by ISO | Not Provided by ISO
MISO | J894 | 2017-06-16 | Solar PV | 45 | Arkansas | Woodruff County | Withdrawn/not Started | Entergy | McCrory - Moses 161kV Substation | McCrory (SubstationID: 28219) | Woodruff County - J894 | 53484 | Not Provided by ISO | Not Provided by ISO | Not Provided by ISO | Not Provided by ISO | Not Provided by ISO
MISO | J895 | 2017-06-16 | Solar PV | 33 | Arkansas | Lonoke County | Withdrawn/not Started | Entergy | Carlisle - Lonoke East 115kV Line Tap | Carlisle (SubstationID: 28298) | Lonoke County - J895 | 53485 | Not Provided by ISO | Not Provided by ISO | Not Provided by ISO | Not Provided by ISO | Not Provided by ISO
MISO | J896 | 2017-06-16 | Wind | 150 | Iowa | Crawford County | Withdrawn/not Started | MidAmerican Energy Company | Victory 161 kV Substation | Victory (SubstationID: 20162) | Crawford County - J896 | 53543 | Not Provided by ISO | Not Provided by ISO | Not Provided by ISO | Not Provided by ISO | Not Provided by ISO
MISO | J897 | 2017-06-16 | Wind | 190 | North Dakota | Grand Forks County | Active/not Started | Great River Energy | Prairie - Ramsey 230 kV line | Prairie (Grand-Forks) (SubstationID: 1124) | Grand Forks County - J897 | 53550 | Not Provided by ISO | Not Provided by ISO | Not Provided by ISO | Not Provided by ISO | Not Provided by ISO
MISO | J898 | 2017-06-16 | Wind | 100 | Iowa | Howard County | Active/not Started | Dairyland Power Cooperative | Rice - Beaver Creek 161kV line tap | Rice (SubstationID: 55728) | Howard County - J898 | 53554 | Not Provided by ISO | Not Provided by ISO | Not Provided by ISO | Not Provided by ISO | Not Provided by ISO
MISO | J899 | 2017-06-16 | Wind | 180 | Arkansas | Carroll County | Withdrawn/not Started | Entergy | Green Forest South - Harrison West 161kV | Green Forest South (SubstationID: 28198) - Harrison West (SubstationID: 28204) | Nimbus Wind | 53486 | Not Provided by ISO | Not Provided by ISO | Not Provided by ISO | Not Provided by ISO | Not Provided by ISO
MISO | J900 | 2017-06-16 | Solar PV | 200 | Louisiana | Livingston Parish | Withdrawn/not Started | Entergy | Coly - Vignes 230kV Line | Coly (SubstationID: 28707) | Livingston Parish - J900 | 53496 | Not Provided by ISO | Not Provided by ISO | Not Provided by ISO | Not Provided by ISO | Not Provided by ISO
MISO | J901 | 2017-06-16 | Wind | 200 | Minnesota | Redwood County | Active/not Started | Northern States Power (Xcel Energy) | Lyon County - Cedar Mountain Line | Cedar Mountain (SubstationID: 524) - Lyon County (SubstationID: 519) | Redwood County - J901 | 53393 | Not Provided by ISO | Not Provided by ISO | Not Provided by ISO | Not Provided by ISO | Not Provided by ISO
MISO | J902 | 2017-06-16 | Solar PV | 99.96 | Arkansas | Ashley County | Withdrawn/not Started | Entergy | AECC Mist to Montrose 115 kV line | Montrose (SubstationID: 28406) | Ashley County - J902 | 53487 | Not Provided by ISO | Not Provided by ISO | Not Provided by ISO | Not Provided by ISO | Not Provided by ISO
MISO | J903 | 2017-06-16 | Solar PV | 100 | Indiana | Henry County | Done/under Construction | Duke Energy Corporation | Greensboro 138 kV Substation | Greensboro (SubstationID: 14009) | Greensboro Solar | 53519 | Not Provided by ISO | Not Provided by ISO | Not Provided by ISO | Not Provided by ISO | Not Provided by ISO
MISO | J904 | 2017-06-16 | Solar PV | 100 | Arkansas | Ashley County | Withdrawn/not Started | Entergy | Hamburg - Mist 115kV Line | Hamburg (SubstationID: 21440) - Mist (SubstationID: 72244) | Ashley County - J904 | 53488 | Not Provided by ISO | Not Provided by ISO | Not Provided by ISO | Not Provided by ISO | Not Provided by ISO
MISO | J905 | 2017-06-16 | Solar PV | 40 | Minnesota | Pipestone County | Withdrawn/not Started | Northern States Power (Xcel Energy) | Buffalo Ridge 115kV Substation | Buffalo Ridge (SubstationID: 13006) | Pipestone County - J905 | 53530 | Not Provided by ISO | Not Provided by ISO | Not Provided by ISO | Not Provided by ISO | Not Provided by ISO
MISO | J906 | 2017-06-16 | Wind | 100 | Michigan | Muskegon County | Withdrawn/withdrawn | Michigan Electric Transmission Company, LLC | Kenowa - Ludington 345 kV Line Tap | Croton (SubstationID: 20731) - Wealthy (SubstationID: 42801) | Muskegon County - J906 | 53384 | Not Provided by ISO | Not Provided by ISO | Not Provided by ISO | Not Provided by ISO | Not Provided by ISO
MISO | J907 | 2017-06-16 | Solar PV | 200 | Arkansas | Monroe County | Done/under Construction | Entergy | Brinkley East - Aubrey 230 kV Line | Aubrey (SubstationID: 42995) - Brinkley East (SubstationID: 21492) | Flat Fork Solar, LLC | 53563 | Not Provided by ISO | Not Provided by ISO | Not Provided by ISO | Not Provided by ISO | Not Provided by ISO
MISO | J908 | 2017-06-16 | Solar PV | 100 | Mississippi | Tallahatchie County | Done/under Construction | Entergy | Webb 115kV Substation | Webb (SubstationID: 33440) | Wildwood Solar, LLC | 53502 | Not Provided by ISO | Not Provided by ISO | Not Provided by ISO | Not Provided by ISO | Not Provided by ISO
MISO | J909 | 2017-06-16 | Solar PV | 100 | Louisiana | Tangipahoa Parish | Done/under Construction | Entergy | Amite 115 kV Substation | Amite (SubstationID: 28883) | Tangipahoa Parish - J909 | 53497 | Not Provided by ISO | Not Provided by ISO | Not Provided by ISO | Not Provided by ISO | Not Provided by ISO
MISO | J910 | 2017-06-16 | Solar PV | 150 | Mississippi | Hinds County | Withdrawn/not Started | Entergy | Clinton Industrial 230kV Substation | Clinton Industrial (SubstationID: 29568) | Hinds County - J910 | 53503 | Not Provided by ISO | Not Provided by ISO | Not Provided by ISO | Not Provided by ISO | Not Provided by ISO
MISO | J911 | 2017-06-16 | Solar PV | 150 | Texas | Montgomery County | Withdrawn/not Started | Entergy | Porter 230kV Substation | Porter (SubstationID: 42719) | Montgomery County - J911 | 53507 | Not Provided by ISO | Not Provided by ISO | Not Provided by ISO | Not Provided by ISO | Not Provided by ISO
MISO | J912 | 2017-06-16 | Solar PV | 100 | Illinois | Christian County | Done/under Construction | Ameren Transmission Company of Illinois | Pana Substation 138kV Bus | Pana (SubstationID: 13986) | Christian County - J912 | 53474 | Not Provided by ISO | Not Provided by ISO | Not Provided by ISO | Not Provided by ISO | Not Provided by ISO
MISO | J913 | 2017-06-16 | Solar PV | 200 | Indiana | White County | Done/under Construction | Northern Indiana Public Service Company | Reynolds 345kV Substation | Reynolds (SubstationID: 1430) | White County - J913 | 53560 | Not Provided by ISO | Not Provided by ISO | Not Provided by ISO | Not Provided by ISO | Not Provided by ISO
MISO | J915 | 2017-06-16 | Solar PV | 100 | Texas | Liberty County | Withdrawn/not Started | Entergy | Parkway - East Gate 138kV line | Eastgate (SubstationID: 30025) | Liberty County - J915 | 53508 | Not Provided by ISO | Not Provided by ISO | Not Provided by ISO | Not Provided by ISO | Not Provided by ISO
MISO | J917 | 2017-06-16 | Solar PV | 78 | Texas | Liberty County | Withdrawn/not Started | Entergy | Tarkington - New Long John 138kV line tap | Long John (SubstationID: 72139) - Tarkington (SubstationID: 72652) | Liberty County - J917 | 53565 | Not Provided by ISO | Not Provided by ISO | Not Provided by ISO | Not Provided by ISO | Not Provided by ISO
MISO | J918 | 2017-06-16 | Solar PV | 100 | Louisiana | Richland Parish | Withdrawn/not Started | Entergy | Oak Ridge - Dunn 115kV Line | Dunn (SubstationID: 29951) - Oak Ridge (Lpl) (SubstationID: 31931) | Richland Parish - J918 | 53498 | Not Provided by ISO | Not Provided by ISO | Not Provided by ISO | Not Provided by ISO | Not Provided by ISO
MISO | J919 | 2017-06-16 | Solar PV | 180 | Arkansas | Jackson County | Done/under Construction | Entergy | Cash - Newport AB 161 kV Line Tap | Cash (SubstationID: 28177) - Newport (SubstationID: 28230) | Jackson County - J919 | 53564 | Not Provided by ISO | Not Provided by ISO | Not Provided by ISO | Not Provided by ISO | Not Provided by ISO
MISO | J919A - Error | 2017-06-16 | Solar PV | 100 | Louisiana | Richland Parish | Withdrawn/not Started | Entergy | Oak Ridge - Dunn 115kV Line | Dunn (SubstationID: 29951) | Richland Parish - J919A - Error | 69600 | Not Provided by ISO | Not Provided by ISO | Not Provided by ISO | Not Provided by ISO | Not Provided by ISO
MISO | J920 | 2017-06-16 | Solar PV | 100 | Illinois | Pulaski County | Withdrawn/not Started | Ameren Illinois | Joppa 161 kV Substation | Joppa (SubstationID: 10589) | Pulaski County - J920 | 53476 | Not Provided by ISO | Not Provided by ISO | Not Provided by ISO | Not Provided by ISO | Not Provided by ISO
MISO | J921 | 2017-06-16 | Wind | 146.7 | Michigan | Ionia County | Withdrawn/not Started | Michigan Electric Transmission Company, LLC | Thompson Road 138 kV Substation | Thompson Road - Campbell (SubstationID: 25853) | Ionia County - J921 | 53556 | Not Provided by ISO | Not Provided by ISO | Not Provided by ISO | Not Provided by ISO | Not Provided by ISO
MISO | J922 | 2017-06-16 | Solar PV | 100 | Arkansas | Chicot County | Withdrawn/not Started | Entergy | Lake Village Bagby - Chicot 115kV Line | Lake Village Bagby (SubstationID: 28166) | Chicot Solar | 53489 | Not Provided by ISO | Not Provided by ISO | Not Provided by ISO | Not Provided by ISO | Not Provided by ISO
MISO | J925 | 2017-06-16 | Solar PV | 50 | Michigan | Shiawassee County | Withdrawn/not Started | Michigan Electric Transmission Company, LLC | North Cournna - Bell Road 138 kV line | Bell Road - Taymouth (SubstationID: 25673) - North Corunna - Caledonia (SubstationID: 25802) | Shiawassee County - J925 | 53385 | Not Provided by ISO | Not Provided by ISO | Not Provided by ISO | Not Provided by ISO | Not Provided by ISO
MISO | J926 | 2017-06-16 | Wind | 101.28 | Wisconsin | Saint Croix County | Active/not Started | Northern States Power (Xcel Energy) | Pine Lake - Apple River 161 kV Line | Apple River (SubstationID: 42803) - Pine Lake (SubstationID: 39978) | Saint Croix County - J926 | 53394 | Not Provided by ISO | Not Provided by ISO | Not Provided by ISO | Not Provided by ISO | Not Provided by ISO
MISO | J927 | 2017-06-16 | Wind | 100 | Minnesota | Faribault County /freeborn County | Withdrawn/not Started | ITC Midwest | Walters 69 kV Substation | Walters (SubstationID: 54880) | Faribault County, Freeborn County - J927 | 53555 | Not Provided by ISO | Not Provided by ISO | Not Provided by ISO | Not Provided by ISO | Not Provided by ISO
MISO | J928 | 2017-06-16 | Wind | 79.99 | Michigan | Delta County /schoolcraft County | Done/under Construction | American Transmission Co. LLC | Garden Corners 138 kV Substation | Garden Corners (Cooks) (SubstationID: 23413) | Garden II | 59600 | Not Provided by ISO | Not Provided by ISO | Not Provided by ISO | Not Provided by ISO | Not Provided by ISO
MISO | J929 | 2017-06-16 | Solar PV | 25 | North Dakota | Mcintosh County | Withdrawn/not Started | Montana-Dakota Utilities Company | Wishek 41.6 kV Substation | Wishek Jct. (SubstationID: 33624) | McIntosh County - J929 | 61330 | Not Provided by ISO | Not Provided by ISO | Not Provided by ISO | Not Provided by ISO | Not Provided by ISO
MISO | J930 | 2017-06-16 | Wind | 38 | Iowa | Sioux County | Withdrawn/not Started | MidAmerican Energy Company | Boyden - Sheldon 69kV line | Boyden (SubstationID: 29237) - Sheldon (SubstationID: 32673) | Sioux County - J930 | 53544 | Not Provided by ISO | Not Provided by ISO | Not Provided by ISO | Not Provided by ISO | Not Provided by ISO
MISO | J931 | 2017-06-16 | Wind | 150 | Michigan | Ottawa County | Withdrawn/not Started | Michigan Electric Transmission Company, LLC | Kenowa 345kV Substation | Kenowa (SubstationID: 19477) | Ottawa County - J931 | 53386 | Not Provided by ISO | Not Provided by ISO | Not Provided by ISO | Not Provided by ISO | Not Provided by ISO
MISO | J932 | 2017-06-16 | Solar PV | 100 | Texas | Liberty County | Withdrawn/not Started | Entergy | Porter - China 230 kV Line | China (SubstationID: 20949) - Porter (SubstationID: 42719) | Liberty County - J932 | 53509 | Not Provided by ISO | Not Provided by ISO | Not Provided by ISO | Not Provided by ISO | Not Provided by ISO
MISO | J933 | 2017-06-16 | Wind | 200 | South Dakota | Day County | Withdrawn/not Started | Otter Tail Power Company | Ellendale - Big Stone South 345kV Line | Big Stone South (SubstationID: 19532) - Ellendale (SubstationID: 13224) | Day County - J933 | 53548 | Not Provided by ISO | Not Provided by ISO | Not Provided by ISO | Not Provided by ISO | Not Provided by ISO
MISO | J934 | 2017-06-16 | Solar PV | 200 | Arkansas | Crittenden County | Done/under Construction | Entergy | Kuhn 161kV Substation | Kuhn Road (SubstationID: 28211) | Crittenden County - J934 | 53490 | Not Provided by ISO | Not Provided by ISO | Not Provided by ISO | Not Provided by ISO | Not Provided by ISO
MISO | J935 | 2017-06-16 | Solar PV | 200 | Minnesota | Hubbard County | Withdrawn/not Started | Minnesota Power (Allete, Inc.) | Hubbard - Badoura 230kV Line | Badoura (SubstationID: 22793) - Hubbard (SubstationID: 21626) | Hubbard County - J935 | 53566 | Not Provided by ISO | Not Provided by ISO | Not Provided by ISO | Not Provided by ISO | Not Provided by ISO
MISO | J938 | 2017-06-16 | Wind | 50 | Iowa | Palo Alto County | Withdrawn/not Started | MidAmerican Energy Company | Emmestburg - Freedom 69kV Line | Freedom Substation (SubstationID: 30294) | Palo Alto County - J938 | 53545 | Not Provided by ISO | Not Provided by ISO | Not Provided by ISO | Not Provided by ISO | Not Provided by ISO
MISO | J939 | 2017-06-16 | Wind | 38 | Iowa | Wright County | Withdrawn/not Started | MidAmerican Energy Company | Clarion-Eagle Grove 69kV line | Clarion (SubstationID: 29532) - Eagle Grove North (SubstationID: 29969) | Wright County -J939 | 53546 | Not Provided by ISO | Not Provided by ISO | Not Provided by ISO | Not Provided by ISO | Not Provided by ISO
MISO | J940 | 2017-06-16 | Wind | 100 | North Dakota | Burleigh County | Withdrawn/not Started | Otter Tail Power Company | Jamestown - Center 345kV Line | Center (SubstationID: 1125) - Jamestown (Ottertail) (SubstationID: 21458) | Burleigh County - J940 | 53547 | Not Provided by ISO | Not Provided by ISO | Not Provided by ISO | Not Provided by ISO | Not Provided by ISO
MISO | J941 | 2017-06-16 | Wind | 200 | South Dakota | Grant County | Withdrawn/not Started | Otter Tail Power Company | Big Stone-Brookings County 345KV Line | Big Stone Plant (SubstationID: 38183) - Brookings County 345 kV (SubstationID: 521) | Grant County - J941 | 53395 | Not Provided by ISO | Not Provided by ISO | Not Provided by ISO | Not Provided by ISO | Not Provided by ISO
MISO | J942 | 2017-06-16 | Solar PV | 107 | Arkansas | Craighead County | Withdrawn/not Started | Entergy | Cash - Newport AB 161kV Line Tap | Cash (SubstationID: 28177) | Craighead County - J942 | 53491 | Not Provided by ISO | Not Provided by ISO | Not Provided by ISO | Not Provided by ISO | Not Provided by ISO
MISO | J943 | 2017-06-16 | Wind | 200 | Minnesota | Lincoln County | Withdrawn/not Started | Northern States Power (Xcel Energy) | J460 substation on the Brookings - H081 345kV Line |  | Lincoln County - J943 | 53396 | Not Provided by ISO | Not Provided by ISO | Not Provided by ISO | Not Provided by ISO | Not Provided by ISO
MISO | J944 | 2017-06-16 | Solar PV | 200 | Missouri | New Madrid County | Done/not Started | Entergy | Portageville - New Madrid 161kV Line | Portageville (SubstationID: 40099) | New Madrid County - J944 | 53505 | Not Provided by ISO | Not Provided by ISO | Not Provided by ISO | Not Provided by ISO | Not Provided by ISO
MISO | J945 | 2017-06-16 | Solar PV | 200 | Mississippi | Washington County | Withdrawn/not Started | Entergy | Gerald Andrus - Clinton Industrial 230 kV Line | Clinton Industrial (SubstationID: 29568) - Gerald Andrus (SubstationID: 17031) | Washington County - J945 | 53504 | Not Provided by ISO | Not Provided by ISO | Not Provided by ISO | Not Provided by ISO | Not Provided by ISO
MISO | J946 | 2017-06-16 | Solar PV | 200 | North Dakota | Cass County | Active/not Started | Northern States Power (Xcel Energy) | Bison 345kV Substation | Bison (SubstationID: 997) | Cass County - J946 | 53397 | Not Provided by ISO | Not Provided by ISO | Not Provided by ISO | Not Provided by ISO | Not Provided by ISO
MISO | J947 | 2017-06-16 | Solar PV | 200 | Wisconsin | Grant County | Done/under Construction | American Transmission Co. LLC | Potosis - Hillman 138kV Line | Tennyson (SubstationID: 56847) | Grant County Solar | 53429 | Not Provided by ISO | Not Provided by ISO | Not Provided by ISO | Not Provided by ISO | Not Provided by ISO
MISO | J948 | 2017-06-16 | Solar PV | 100 | Arkansas | Poinsett County | Withdrawn/not Started | Entergy | Harrisburg Tap - Harrisburg 161kV Line | Harrisburg (SubstationID: 28202) | Poinsett County - J948 | 53492 | Not Provided by ISO | Not Provided by ISO | Not Provided by ISO | Not Provided by ISO | Not Provided by ISO
MISO | J949 | 2017-06-16 | Solar PV | 200 | Illinois | Coles County | Done/under Construction | Ameren Transmission Company of Illinois | Kansas Substation 138kV Bus #3 |  | Prairie Wolf Solar | 63915 | Not Provided by ISO | Not Provided by ISO | Not Provided by ISO | Not Provided by ISO | Not Provided by ISO
MISO | J203 | 2017-06-16 | Wind | 200 | Michigan | Sanilac County | Withdrawn/not Started | ITC Transmission | Greenwood - Banner 345kV Line Tap | Banner (SubstationID: 12836) - Greenwood (SubstationID: 17584) | Sanilac County - J203 | 41151 | Not Provided by ISO | Not Provided by ISO | Not Provided by ISO | Not Provided by ISO | Not Provided by ISO
MISO | J794 | 2017-06-16 | Wind | 12.5 | Michigan | Gratiot County | Done/in Service | Michigan Electric Transmission Company, LLC | J589 138kV Substation (Regal - Summerton 138kV Line) | Regal (SubstationID: 13021) - Summerton - Chippewa (SubstationID: 25851) | Pine River Wind Park | 49749 | Not Provided by ISO | Not Provided by ISO | Not Provided by ISO | Not Provided by ISO | Not Provided by ISO
MISO | J795 | 2017-06-16 | Solar PV | 69 | Illinois | Gallatin County | Withdrawn/not Started | Southern Illinois Power Cooperative | Gallatin Junction 161 kV Substation | Gallatin (SubstationID: 10236) | Gallatin County - J795 | 53520 | Not Provided by ISO | Not Provided by ISO | Not Provided by ISO | Not Provided by ISO | Not Provided by ISO
MISO | J796 | 2017-06-16 | Solar PV | 239 | Michigan | Shiawassee County | Done/under Construction | Michigan Electric Transmission Company, LLC | Goss 138kV Substation | Goss (SubstationID: 30445) | Assembly Solar Project (AKA Shiawassee County Solar) | 64022 | Not Provided by ISO | Not Provided by ISO | Not Provided by ISO | Not Provided by ISO | Not Provided by ISO
MISO | J797 | 2017-06-16 | Solar PV | 70 | Illinois | Washington County | Withdrawn/not Started | Ameren Illinois | Ashley 138 kV Substation | Ashley (SubstationID: 22886) | Washington County - J797 | 53430 | Not Provided by ISO | Not Provided by ISO | Not Provided by ISO | Not Provided by ISO | Not Provided by ISO
MISO | J798 | 2017-06-16 | Solar PV | 124 | Wisconsin | Walworth County | Withdrawn/not Started | American Transmission Co. LLC | University - Mukwanago UNIG52 Line Tap | Whitewater (SubstationID: 21367) | Walworth County - J798 | 53404 | Not Provided by ISO | Not Provided by ISO | Not Provided by ISO | Not Provided by ISO | Not Provided by ISO
MISO | J799 | 2017-06-16 | Solar PV | 189 | Michigan | Washtenaw County | Done/under Construction | ITC Transmission | Milan - Pioneer 120kV Line Tap | Milan (SubstationID: 31566) - Pioneer (SubstationID: 26126) | Washtenaw County - J799 | 53521 | Not Provided by ISO | Not Provided by ISO | Not Provided by ISO | Not Provided by ISO | Not Provided by ISO
MISO | J800 | 2017-06-16 | Solar PV | 250 | Illinois | White County | Done/under Construction | Ameren Illinois | Crossville West Substation 138kV Bus - Albion South - Norris City 138 kV Line | Albion South (SubstationID: 22852) - Crossville West (SubstationID: 22909) - Norris City (SubstationID: 22860) | White County Solar Energy Center | 53431 | Not Provided by ISO | Not Provided by ISO | Not Provided by ISO | Not Provided by ISO | Not Provided by ISO
MISO | J801 | 2017-06-16 | Solar PV | 74 | Wisconsin | Pierce County | Active/not Started | Dairyland Power Cooperative | Crystal Cave-Rock Elm 161kV line tap | Crystal Cave (SubstationID: 39891) - Rock Elm (SubstationID: 72488) | Western Mustang Solar | 53388 | Not Provided by ISO | Not Provided by ISO | Not Provided by ISO | Not Provided by ISO | Not Provided by ISO
MISO | J803 | 2017-06-16 | Solar PV | 32.5 | Minnesota | Lyon County | Active/not Started | Northern States Power (Xcel Energy) | Tracy to Walnut Grove 69 kV line | Tracy (SubstationID: 21494) - Walnut Grove (SubstationID: 42802) | Lyon County - J803 | 53389 | Not Provided by ISO | Not Provided by ISO | Not Provided by ISO | Not Provided by ISO | Not Provided by ISO
MISO | J804 | 2017-06-16 | Solar PV | 119 | Indiana | Decatur County | Withdrawn/not Started | Hoosier Energy REC, Inc. | Decatur 138kV Substation | Decatur (SubstationID: 20316) | Decatur County - J804 | 53510 | Not Provided by ISO | Not Provided by ISO | Not Provided by ISO | Not Provided by ISO | Not Provided by ISO
MISO | J805 | 2017-06-16 | Solar PV | 199 | Indiana | Shelby County | Done/under Construction | Duke Energy Corporation | Gwynneville 345kV Substation | Gwynneville (SubstationID: 13893) | Speedway Solar (IN) | 53511 | Not Provided by ISO | Not Provided by ISO | Not Provided by ISO | Not Provided by ISO | Not Provided by ISO
MISO | J806 | 2017-06-16 | Solar PV | 149 | Michigan | Calhoun County | Done/under Construction | Michigan Electric Transmission Company, LLC | Rice Creek - Vrooman 138kV Line Tap | Rice Creek - Sheridan (SubstationID: 25827) | River Fork Solar | 63981 | Not Provided by ISO | Not Provided by ISO | Not Provided by ISO | Not Provided by ISO | Not Provided by ISO
MISO | J807 | 2017-06-16 | Wind | 41.4 | Wisconsin | Lafayette County | Withdrawn/withdrawn | American Transmission Co. LLC | Darlington - Hillman 138kV Line (Falcon Substation J395) | Darlington (SubstationID: 23382) - Hillman (SubstationID: 21361) | Quilt Block Wind Farm II LLC | 53405 | Not Provided by ISO | Not Provided by ISO | Not Provided by ISO | Not Provided by ISO | Not Provided by ISO
MISO | J808 | 2017-06-16 | Solar PV | 99 | Illinois | Randolph County | Done/under Construction | Ameren Illinois | Aster Substation 138kV Bus | Aster (SubstationID: 55952) | Prairie State | 55998 | Not Provided by ISO | Not Provided by ISO | Not Provided by ISO | Not Provided by ISO | Not Provided by ISO
MISO | J809 | 2017-06-16 | Solar PV | 99 | Michigan | Ottawa County | Withdrawn/not Started | Michigan Electric Transmission Company, LLC | Bass Creek - Black River 138 kV Line Tap | Blendon (SubstationID: 38238) | Ottawa County - J809 | 53376 | Not Provided by ISO | Not Provided by ISO | Not Provided by ISO | Not Provided by ISO | Not Provided by ISO
MISO | J811 | 2017-06-16 | Solar PV | 99 | Illinois | Fayette County | Done/under Construction | Ameren Illinois | Ramsey East 138kV Substation | Ramsey (SubstationID: 21544) | Dressor Plains Solar | 53433 | Not Provided by ISO | Not Provided by ISO | Not Provided by ISO | Not Provided by ISO | Not Provided by ISO
MISO | J813 | 2017-06-16 | Solar PV | 275 | Illinois | Clay County | Done/under Construction | Ameren Illinois | Louisville South Substation 138kV Line | Louisville South (SubstationID: 22956) | Clay County - J813 | 53434 | Not Provided by ISO | Not Provided by ISO | Not Provided by ISO | Not Provided by ISO | Not Provided by ISO
MISO | J814 | 2017-06-16 | Wind | 99.9 | Wisconsin | Clark County | Withdrawn/not Started | Northern States Power (Xcel Energy) | Eau Claire - Arpin 345kV Line | Arpin (SubstationID: 23287) - Eau Claire (SubstationID: 33823) | Clark County - J814 | 53390 | Not Provided by ISO | Not Provided by ISO | Not Provided by ISO | Not Provided by ISO | Not Provided by ISO
MISO | J815 | 2017-06-16 | Solar PV | 250 | Illinois | Christian County | Done/under Construction | Ameren Illinois | Taylorville South-Austin (formerly Pawnee)138kV Line | Pawnee (SubstationID: 13985) - Taylorville South (SubstationID: 23019) | Christian County - J815 | 53435 | Not Provided by ISO | Not Provided by ISO | Not Provided by ISO | Not Provided by ISO | Not Provided by ISO
MISO | J816 | 2017-06-16 | Solar PV | 60 | North Dakota | Cass County | Withdrawn/not Started | Otter Tail Power Company | Buffalo 115kV Substation | Buffalo (SubstationID: 21495) | Cass County - J816 | 53529 | Not Provided by ISO | Not Provided by ISO | Not Provided by ISO | Not Provided by ISO | Not Provided by ISO
MISO | J817 | 2017-06-16 | Solar PV | 139 | Missouri | Warren County | Done/under Construction | Ameren Missouri | Warrenton 161kV Substation | Warrenton (SubstationID: 36318) | Warren County - J817 | 53479 | Not Provided by ISO | Not Provided by ISO | Not Provided by ISO | Not Provided by ISO | Not Provided by ISO
MISO | J818 | 2017-06-16 | Solar PV | 149 | Wisconsin | Jefferson County | Done/under Construction | American Transmission Co. LLC | Jefferson 138kV Substation | Badger State Solar (SubstationID: 56449) - Jefferson (SubstationID: 129) | Badger State Solar | 61722 | Not Provided by ISO | Not Provided by ISO | Not Provided by ISO | Not Provided by ISO | Not Provided by ISO
MISO | J819 | 2017-06-16 | Wind | 99.9 | Wisconsin | Lafayette County | Withdrawn/withdrawn | American Transmission Co. LLC | Darlington 138kV Substation | Darlington (SubstationID: 23382) | Shullsburg Wind Farm LLC | 53407 | Not Provided by ISO | Not Provided by ISO | Not Provided by ISO | Not Provided by ISO | Not Provided by ISO
MISO | J820 | 2017-06-16 | Wind | 100.05 | Michigan | Eaton County | Withdrawn/not Started | Michigan Electric Transmission Company, LLC | Oneida 345kV Substation | Oneida (SubstationID: 31979) | Eaton County - J820 | 53377 | Not Provided by ISO | Not Provided by ISO | Not Provided by ISO | Not Provided by ISO | Not Provided by ISO
MISO | J821 | 2017-06-16 | Wind | 99.9 | Wisconsin | Marathon County | Withdrawn/withdrawn | American Transmission Co. LLC | Wein - Stratford 115 kV Line Tap | Gardner Park (SubstationID: 68) - Stone Lake (SubstationID: 979) | Marathon County - J821 | 53412 | Not Provided by ISO | Not Provided by ISO | Not Provided by ISO | Not Provided by ISO | Not Provided by ISO
MISO | J822 | 2017-06-16 | Solar PV | 100 | Arkansas | Lonoke County | Withdrawn/not Started | Entergy | Lynch SES Switchyard - Carlisle 115kV Line | Carlisle (SubstationID: 28298) - Lynch (SubstationID: 47853) | Lonoke County - J822 | 53480 | Not Provided by ISO | Not Provided by ISO | Not Provided by ISO | Not Provided by ISO | Not Provided by ISO
MISO | J823 | 2017-06-16 | Solar PV | 50 | Missouri | Clark County | Withdrawn/not Started | ITC Midwest | Twin Rivers - Twin Rivers Tap - Palmyra 161kV Line |  | Clark County - J823 | 53531 | Not Provided by ISO | Not Provided by ISO | Not Provided by ISO | Not Provided by ISO | Not Provided by ISO
MISO | J824 | 2017-06-16 | Solar PV | 245 | Indiana | Sullivan County /vigo County | Withdrawn/not Started | Duke Energy Corporation | Vigo-Farmersburg Junction 138kV Line | Farmersburg Jct (SubstationID: 71819) | Sullivan County, Vigo County - J824 | 53512 | Not Provided by ISO | Not Provided by ISO | Not Provided by ISO | Not Provided by ISO | Not Provided by ISO
MISO | J825 | 2017-06-16 | Wind | 99.9 | Wisconsin | Green County | Withdrawn/not Started | American Transmission Co. LLC | North Monroe - Albany 138kV Line | Albany (SubstationID: 44744) - North Monroe (SubstationID: 44743) | Green County - J825 | 53414 | Not Provided by ISO | Not Provided by ISO | Not Provided by ISO | Not Provided by ISO | Not Provided by ISO
MISO | J826 | 2017-06-16 | Wind | 100 | Illinois | Mclean County | Done/under Construction | Ameren Illinois | Weedman Substation 138kV Bus | Weedman (SubstationID: 23031) | McLean County - J826 | 53436 | Not Provided by ISO | Not Provided by ISO | Not Provided by ISO | Not Provided by ISO | Not Provided by ISO
MISO | J827 | 2017-06-16 | Wind | 300 | Indiana | Fountain County /montgomery County /tippecanoe County | Withdrawn/not Started | Duke Energy Corporation | Lafayette - Veedsburg West - Attica 230kV Line | Attica (SubstationID: 27040) - Lafayette (SubstationID: 27050) - Veedersburg West (SubstationID: 21416) | Fountain County, Montgomery County, Tippecanoe County - J827 | 53513 | Not Provided by ISO | Not Provided by ISO | Not Provided by ISO | Not Provided by ISO | Not Provided by ISO
MISO | J828 | 2017-06-16 | Wind | 151.8 | Indiana | Montgomery County | Withdrawn/not Started | Duke Energy Corporation | Crawfordsville - Linden Tap 138kV Line | Crawfordsville (SubstationID: 27182) - Linden (SubstationID: 72124) | Montgomery County - J828 | 53514 | Not Provided by ISO | Not Provided by ISO | Not Provided by ISO | Not Provided by ISO | Not Provided by ISO
MISO | J829 | 2017-06-16 | Solar PV | 250 | Indiana | Sullivan County | Done/under Construction | Duke Energy Corporation | Dresser - Merom 345kV Line | Dresser (SubstationID: 20576) - Merom (SubstationID: 10581) | Fairbanks Solar | 53515 | Not Provided by ISO | Not Provided by ISO | Not Provided by ISO | Not Provided by ISO | Not Provided by ISO
MISO | J830 | 2017-06-16 | Solar PV | 100 | Mississippi | Madison County | Done/under Construction | Entergy | Canton South to Hoy Road 230 kV Line | Canton South (SubstationID: 29400) - Hoy Road (SubstationID: 30801) | Ragsdale Solar, LLC | 53500 | Not Provided by ISO | Not Provided by ISO | Not Provided by ISO | Not Provided by ISO | Not Provided by ISO
MISO | J832 | 2017-06-16 | Solar PV | 100 | Michigan | Cheboygan County | Done/under Construction | Michigan Electric Transmission Company, LLC | Port Calcite - Riggsville 138kV Line | Port Calcite - Rogers (SubstationID: 25817) - Riggsville - Iverness (SubstationID: 25648) | Cheboygan County - J832 | 53378 | Not Provided by ISO | Not Provided by ISO | Not Provided by ISO | Not Provided by ISO | Not Provided by ISO
MISO | J833 | 2017-06-16 | Solar PV | 100 | Michigan | Washtenaw County | Done/under Construction | ITC Transmission | Milan-Pioneer 120kV line tap | Milan (SubstationID: 31566) - Pioneer (SubstationID: 26126) | Washtenaw County - J833 | 53522 | Not Provided by ISO | Not Provided by ISO | Not Provided by ISO | Not Provided by ISO | Not Provided by ISO
MISO | J834 | 2017-06-16 | Solar PV | 100 | Arkansas | Phillips County | Done/under Construction | Entergy | Robert E Ritchie 230kV Substation | Robert E Ritchie (SubstationID: 17067) | Long Lake Solar | 53481 | Not Provided by ISO | Not Provided by ISO | Not Provided by ISO | Not Provided by ISO | Not Provided by ISO
MISO | J835 | 2017-06-16 | Wind | 200 | Illinois | Morgan County | Withdrawn/not Started | Ameren Illinois | Meredosia - Austin 345kV Line | Merodosia (SubstationID: 13997) - Pawnee (SubstationID: 13985) | Morgan County - J835 | 53437 | Not Provided by ISO | Not Provided by ISO | Not Provided by ISO | Not Provided by ISO | Not Provided by ISO
MISO | J836 | 2017-06-16 | Wind | 200 | Iowa | Kossuth County | Active/not Started | ITC Midwest | Ledyard 345kV Substation | Ledyard (SubstationID: 20285) | Ledyard Windpower | 67900 | Not Provided by ISO | Not Provided by ISO | Not Provided by ISO | Not Provided by ISO | Not Provided by ISO
MISO | J837 | 2017-06-16 | Wind | 200.1 | Indiana | White County | Done/under Construction | Northern Indiana Public Service Company | Reynolds 345kV Substation | Reynolds (SubstationID: 1430) | Indiana Crossroads I Wind Farm | 64374 | Not Provided by ISO | Not Provided by ISO | Not Provided by ISO | Not Provided by ISO | Not Provided by ISO
MISO | J838 | 2017-06-16 | Wind | 200.1 | Indiana | White County | Done/under Construction | Northern Indiana Public Service Company | Reynolds 345kV Substation | Reynolds (SubstationID: 1430) | Indiana Crossroads I Wind Farm | 64374 | Not Provided by ISO | Not Provided by ISO | Not Provided by ISO | Not Provided by ISO | Not Provided by ISO
MISO | J839 | 2017-06-16 | Solar PV | 100 | Michigan | Lapeer County | Withdrawn/withdrawn | ITC Transmission | Otsego Tap - Otsego 120 kV Line Tap | Otsego (SubstationID: 72355) | Lapeer County - J839 | 53523 | Not Provided by ISO | Not Provided by ISO | Not Provided by ISO | Not Provided by ISO | Not Provided by ISO
MISO | J840 | 2017-06-16 | Wind | 150 | Iowa | Humboldt County | Withdrawn/not Started | MidAmerican Energy Company | Kossuth - Webster 345 kV Line | Kossuth (SubstationID: 31060) - Webster (SubstationID: 14098) | Humboldt County - J840 | 53542 | Not Provided by ISO | Not Provided by ISO | Not Provided by ISO | Not Provided by ISO | Not Provided by ISO
MISO | J842 | 2017-06-16 | Wind | 200 | Indiana | Gibson County | Withdrawn/not Started | Southern Indiana Gas & Electric Company d/b/a Vectren Energy Delivery of Indiana, Inc. | Gibson - Brown 345kV Line | A B Brown (SubstationID: 17809) - Gibson Generation Station (SubstationID: 27024) | Gibson County - J842 | 53516 | Not Provided by ISO | Not Provided by ISO | Not Provided by ISO | Not Provided by ISO | Not Provided by ISO
MISO | J843 | 2017-06-16 | Wind | 200 | Indiana | Gibson County | Withdrawn/not Started | Duke Energy Corporation | Gibson - Francisco 345kV Line | Francisco (SubstationID: 34455) - Gibson Generation Station (SubstationID: 27024) | Gibson County - J843 | 53517 | Not Provided by ISO | Not Provided by ISO | Not Provided by ISO | Not Provided by ISO | Not Provided by ISO
MISO | J844 | 2017-06-16 | Wind | 300 | Illinois | Knox County | Done/under Construction | Ameren Transmission Company of Illinois | Sandburg Substation 138kV Bus | Sandburg (SubstationID: 20399) | Knox County Wind | 53438 | Not Provided by ISO | Not Provided by ISO | Not Provided by ISO | Not Provided by ISO | Not Provided by ISO
MISO | J845 | 2017-06-16 | Wind | 120 | Illinois | Ford County | Done/under Construction | Ameren Illinois | Gibson City South - Paxton East 138kV Line | Gibson City South (SubstationID: 22928) - Paxton East (SubstationID: 20087) | Ford County - J845 | 53439 | Not Provided by ISO | Not Provided by ISO | Not Provided by ISO | Not Provided by ISO | Not Provided by ISO
MISO | J846 | 2017-06-16 | Solar PV | 140 | Michigan | Hillsdale County | Withdrawn/not Started | Michigan Electric Transmission Company, LLC | Moore Roadtyd - Coldwater Creek 138 kV Line Tap | Project One (SubstationID: 42800) | Hillsdale County - J846 | 53379 | Not Provided by ISO | Not Provided by ISO | Not Provided by ISO | Not Provided by ISO | Not Provided by ISO
MISO | J847 | 2017-06-16 | Solar PV | 90 | Indiana | Jasper County | Done/under Construction | Northern Indiana Public Service Company | Schahfer Tap 138kV Substation | Schahfer Tap (SubstationID: 41834) | Dunns Bridge Solar I | 47132 | Not Provided by ISO | Not Provided by ISO | Not Provided by ISO | Not Provided by ISO | Not Provided by ISO
MISO | J848 | 2017-06-16 | Wind | 250 | Illinois | Christian County | Done/under Construction | Ameren Transmission Company of Illinois | Pana Substation 138kV Bus | Pana (SubstationID: 13986) | City of Roses Wind Energy Center | 53415 | Not Provided by ISO | Not Provided by ISO | Not Provided by ISO | Not Provided by ISO | Not Provided by ISO
MISO | J849 | 2017-06-16 | Solar PV | 125 | Michigan | Delta County | Done/under Construction | American Transmission Co. LLC | Chandler 138 kV Substation | Chandler (SubstationID: 12123) | Chandler Solar | 53416 | Not Provided by ISO | Not Provided by ISO | Not Provided by ISO | Not Provided by ISO | Not Provided by ISO
MISO | J850 | 2017-06-16 | Solar PV | 250 | Wisconsin | Rock County | Done/under Construction | American Transmission Co. LLC | RCEC Bradford - W. Darien 138kV Line | North Creek (SubstationID: 56898) | Darien Solar Energy Center | 53417 | Not Provided by ISO | Not Provided by ISO | Not Provided by ISO | Not Provided by ISO | Not Provided by ISO
MISO | J851 | 2017-06-16 | Wind | 50 | Indiana | Henry County | Withdrawn/not Started | Duke Energy Corporation | Fall Creek - New Castle 138kV Line | New Castle I Ave (SubstationID: 27085) | Henry County - J851 | 53518 | Not Provided by ISO | Not Provided by ISO | Not Provided by ISO | Not Provided by ISO | Not Provided by ISO
MISO | J852 | 2017-06-16 | Solar PV | 100 | Louisiana | Ouachita Parish | Withdrawn/not Started | Entergy | Rilla - Riverton 115kV Line Tap | Rilla (SubstationID: 41941) | Ouachita Parish - J852 | 53493 | Not Provided by ISO | Not Provided by ISO | Not Provided by ISO | Not Provided by ISO | Not Provided by ISO
MISO | J853 | 2017-06-16 | Solar PV | 149 | Illinois | White County | Done/under Construction | Ameren Illinois | Norris City North Substation 138kV Bus | Norris City North (SubstationID: 22985) | Big River Solar | 53440 | Not Provided by ISO | Not Provided by ISO | Not Provided by ISO | Not Provided by ISO | Not Provided by ISO
MISO | J854 | 2017-06-16 | Solar PV | 30 | Illinois | Randolph County | Withdrawn/not Started | Ameren Illinois | Baldwin 138KV Substation | Baldwin (SubstationID: 878) | Randolph County - J854 | 53467 | Not Provided by ISO | Not Provided by ISO | Not Provided by ISO | Not Provided by ISO | Not Provided by ISO
MISO | J855 | 2017-06-16 | Wind | 100 | Wisconsin | Grant County /iowa County | Done/under Construction | American Transmission Co. LLC | Lancaster - Eden 138 kV Line Tap | Eden (SubstationID: 23393) | Grant County, Iowa County - J855 | 53418 | Not Provided by ISO | Not Provided by ISO | Not Provided by ISO | Not Provided by ISO | Not Provided by ISO
MISO | J856 | 2017-06-16 | Solar PV | 80 | Indiana | Vanderburgh County | Done/under Construction | Southern Indiana Gas & Electric Company d/b/a Vectren Energy Delivery of Indiana, Inc. | Scott (TWP 138/69) 138 kV Substation | Scott Twp (SubstationID: 34215) | Vanderburgh County - J856 | 53559 | Not Provided by ISO | Not Provided by ISO | Not Provided by ISO | Not Provided by ISO | Not Provided by ISO
MISO | J857 | 2017-06-16 | Solar PV | 124.95 | Michigan | Calhoun County | Done/under Construction | Michigan Electric Transmission Company, LLC | Verona - Foundry 138 kV Line Tap | Marshall (SubstationID: 41069) | Calhoun County - J857 | 53380 | Not Provided by ISO | Not Provided by ISO | Not Provided by ISO | Not Provided by ISO | Not Provided by ISO
MISO | J858 | 2017-06-16 | Solar PV | 140 | Arkansas | Bradley County | Withdrawn/not Started | Entergy | Hilo 115 kV Switch | Hilo (SubstationID: 28356) | Bradley County - J858 | 53482 | Not Provided by ISO | Not Provided by ISO | Not Provided by ISO | Not Provided by ISO | Not Provided by ISO
MISO | J785 | 2017-06-16 | Wind | 105 | Minnesota | Jackson County /martin County | Withdrawn/not Started | ITC Midwest | Lakefield Junction - Huntley 345 kV line (Tap) | Huntley (SubstationID: 20284) - Lakefield Junction (SubstationID: 13005) | Jackson County, Martin County - J785 | 49727 | Not Provided by ISO | Not Provided by ISO | Not Provided by ISO | Not Provided by ISO | Not Provided by ISO
MISO | J310 | 2017-06-16 | Wind | 200 | Minnesota | Dodge County /steele County | Withdrawn/not Started | Southern Minnesota Municipal Power Agency | West Owatonna-AL Corn Dist-Byron 161kV Line | Byron (SubstationID: 10171) - West Owatonna (SubstationID: 55515) | Dodge County, Steele County - J310 | 43553 | Not Provided by ISO | Not Provided by ISO | Not Provided by ISO | Not Provided by ISO | Not Provided by ISO
MISO | J859 | 2017-06-16 | Solar PV | 149.94 | Illinois | Cass County | Done/under Construction | Ameren Illinois | Frederick North - Meredosia East 138kV Line | Frederick North (SubstationID: 22926) - Meredosia East (SubstationID: 22880) | Cass County Solar | 53468 | Not Provided by ISO | Not Provided by ISO | Not Provided by ISO | Not Provided by ISO | Not Provided by ISO
MISO | J860 | 2017-06-16 | Wind | 200 | Louisiana | Jefferson Davis Parish | Withdrawn/not Started | Entergy | New Jefferson Davis 138 kV Substation | New Jefferson Davis (SubstationID: 55917) | Jefferson Davis Parish - J860 | 53494 | Not Provided by ISO | Not Provided by ISO | Not Provided by ISO | Not Provided by ISO | Not Provided by ISO
MISO | J861 | 2017-06-16 | Solar PV | 99.96 | Michigan | Marquette County | Withdrawn/not Started | American Transmission Co. LLC | Dead River - Arnold 345 kV Line | Arnold (SubstationID: 21898) - Dead River (SubstationID: 23294) | Marquette County - J861 | 53420 | Not Provided by ISO | Not Provided by ISO | Not Provided by ISO | Not Provided by ISO | Not Provided by ISO
MISO | J862 | 2017-06-16 | Solar PV | 20 | Louisiana | Orleans Parish | Withdrawn/not Started | Entergy | NASA-Michoud 115 kV Line | Michoud (SubstationID: 17053) - Nasa (SubstationID: 41657) | Orleans Parish - J862 | 53495 | Not Provided by ISO | Not Provided by ISO | Not Provided by ISO | Not Provided by ISO | Not Provided by ISO
MISO | J864 | 2017-06-16 | Solar PV | 49.98 | Wisconsin | Richland County | Done/under Construction | American Transmission Co. LLC | Lone Rock 69kV Substation | Lone Rock (SubstationID: 23726) | Richland County Solar Project | 53421 | Not Provided by ISO | Not Provided by ISO | Not Provided by ISO | Not Provided by ISO | Not Provided by ISO
MISO | J865 | 2017-06-16 | Solar PV | 79.97 | Michigan | St. Clair County | Withdrawn/not Started | ITC Transmission | Lee - Menlo 120kV Line | Lee - Grant Twp (SubstationID: 26093) - Menlo - Kimball Twp (SubstationID: 26109) | St. Clair County - J865 | 53524 | Not Provided by ISO | Not Provided by ISO | Not Provided by ISO | Not Provided by ISO | Not Provided by ISO
MISO | J866 | 2017-06-16 | Wind | 200 | Mississippi | Tunica County | Done/under Construction | Entergy | Batesville - Robert E. Ritchie 230 kV line | Batesville (SubstationID: 29027) - Robert E. Ritchie (SubstationID: 42994) | Steelhead Wind 2 | 53501 | Not Provided by ISO | Not Provided by ISO | Not Provided by ISO | Not Provided by ISO | Not Provided by ISO
MISO | J867 | 2017-06-16 | Solar PV | 200 | Texas | Polk County | Withdrawn/not Started | Entergy | Gulf Livingston - SHECO Menard | Gulf Livingston (SubstationID: 30542) - Menard (SubstationID: 31497) | Polk County - J867 | 53506 | Not Provided by ISO | Not Provided by ISO | Not Provided by ISO | Not Provided by ISO | Not Provided by ISO
MISO | J869 | 2017-06-16 | Solar PV | 49.98 | Minnesota | Sherburne County | Withdrawn/not Started | Great River Energy | Cable - Cable Tap 69kV Substation |  | Sherburne County - J869 | 53561 | Not Provided by ISO | Not Provided by ISO | Not Provided by ISO | Not Provided by ISO | Not Provided by ISO
MISO | J870 | 2017-06-16 | Solar PV | 200 | Wisconsin | Grant County /iowa County | Done/under Construction | American Transmission Co. LLC | Eden - Wyoming Valley 138kV Line Tap | Eden (SubstationID: 23393) - Wyoming Valley (SubstationID: 44742) | Badger Hollow Solar Farm | 58381 | Not Provided by ISO | Not Provided by ISO | Not Provided by ISO | Not Provided by ISO | Not Provided by ISO
MISO | J871 | 2017-06-16 | Solar PV | 100 | Wisconsin | Grant County /iowa County | Done/under Construction | American Transmission Co. LLC | Eden - Wyoming Valley 138kV Line Tap | Eden (SubstationID: 23393) - Wyoming Valley (SubstationID: 44742) | Badger Hollow Solar Farm | 58381 | Not Provided by ISO | Not Provided by ISO | Not Provided by ISO | Not Provided by ISO | Not Provided by ISO
MISO | J872 | 2017-06-16 | Wind | 200 | Illinois | Macon County | Withdrawn/not Started | Ameren Illinois | Blue Mount tap on the Pana-Route 51D-1462 138kV line | Route 51 (SubstationID: 22913) | Macon County - J872 | 53469 | Not Provided by ISO | Not Provided by ISO | Not Provided by ISO | Not Provided by ISO | Not Provided by ISO
MISO | J873 | 2017-06-16 | Wind | 200 | Iowa | Hardin County | Withdrawn/not Started | ITC Midwest | Killdeer- Blackhawk 345kV Line | Black Hawk (SubstationID: 20325) - Killdeer (SubstationID: 20326) | Hardin County - J873 | 53533 | Not Provided by ISO | Not Provided by ISO | Not Provided by ISO | Not Provided by ISO | Not Provided by ISO
MISO | J874 | 2017-06-16 | Solar PV | 150 | Minnesota | Murray County | Active/not Started | Northern States Power (Xcel Energy) | Fenton - Chanarambie 115kV Line | Chanarambie (SubstationID: 19867) - Fenton (SubstationID: 530) | Murray County - J874 | 53391 | Not Provided by ISO | Not Provided by ISO | Not Provided by ISO | Not Provided by ISO | Not Provided by ISO
MISO | J875 | 2017-06-16 | Solar PV | 150 | Michigan | Lenawee County | Done/under Construction | Michigan Electric Transmission Company, LLC | Par - Raisin Road 138kV Line |  | Lenawee County - J875 | 53381 | Not Provided by ISO | Not Provided by ISO | Not Provided by ISO | Not Provided by ISO | Not Provided by ISO
MISO | J876 | 2017-06-16 | Wind | 200 | Minnesota | Faribault County | Withdrawn/not Started | ITC Midwest | Huntley 345kV sub | Huntley (SubstationID: 20284) | Faribault County | 53534 | Not Provided by ISO | Not Provided by ISO | Not Provided by ISO | Not Provided by ISO | Not Provided by ISO
MISO | J877 | 2017-06-16 | Solar PV | 250 | Iowa | Palo Alto County | Active/not Started | MidAmerican Energy Company | Obrien - Kossuth 345kV Line (J529 & J590 New Substation) | Kossuth County (SubstationID: 41022) - O'Brien (SubstationID: 21496) | Palo Alto Solar | 53562 | Not Provided by ISO | Not Provided by ISO | Not Provided by ISO | Not Provided by ISO | Not Provided by ISO
MISO | J418 | 2017-06-16 | Solar PV | 100 | Texas | Polk County | Withdrawn/not Started | Entergy | Rich - Livingston 138kV Line | Rich (SubstationID: 72470) | Polk County - J418 | 41392 | Not Provided by ISO | Not Provided by ISO | Not Provided by ISO | Not Provided by ISO | Not Provided by ISO
MISO | J663 | 2017-06-16 | Solar PV | 100 | Arkansas | Phillips County | Done/under Construction | Entergy | Robert E Ritchie 230kV Substation | Robert E. Ritchie (SubstationID: 11509) | Helena Harbor Solar Park | 47388 | Not Provided by ISO | Not Provided by ISO | Not Provided by ISO | Not Provided by ISO | Not Provided by ISO
MISO | J659 | 2017-06-16 | Solar PV | 50 | Louisiana | Franklin Parish | Withdrawn/not Started | Entergy | Winnsboro to Gilbert 115 kV line | Winnsboro (SubstationID: 33616) | Franklin Parish - J659 | 47384 | Not Provided by ISO | Not Provided by ISO | Not Provided by ISO | Not Provided by ISO | Not Provided by ISO
MISO | J697 | 2017-06-16 | Solar PV | 150 | Louisiana | Morehouse Parish | Done/under Construction | Entergy | Oak Ridge 115 kV Substation | Oak Ridge (Lpl) (SubstationID: 31931) | Morehouse Parish - J697 | 47452 | Not Provided by ISO | Not Provided by ISO | Not Provided by ISO | Not Provided by ISO | Not Provided by ISO
MISO | J698 | 2017-06-16 | Solar PV | 150 | Arkansas | Chicot County | Withdrawn/not Started | Entergy | Lake Village Bagby 115 kV Substation | Lake Village Bagby (SubstationID: 28166) | Chicot County - J698 | 47453 | Not Provided by ISO | Not Provided by ISO | Not Provided by ISO | Not Provided by ISO | Not Provided by ISO
MISO | J705 | 2017-06-16 | Wind | 100 | North Dakota | Morton County | Withdrawn/not Started | Minnesota Power (Allete, Inc.) | Tri-county 230 kV substation | Tri-County (SubstationID: 22806) | Morton County - J705 | 48211 | Not Provided by ISO | Not Provided by ISO | Not Provided by ISO | Not Provided by ISO | Not Provided by ISO
MISO | J706 | 2017-06-16 | Wind | 100 | North Dakota | Morton County | Withdrawn/not Started | Minnesota Power (Allete, Inc.) | Tri-county 230kV sub | Tri-County (SubstationID: 22806) | Morton County - J706 | 48212 | Not Provided by ISO | Not Provided by ISO | Not Provided by ISO | Not Provided by ISO | Not Provided by ISO
MISO | J713 | 2017-06-16 | Wind | 300 | North Dakota | Oliver County | Withdrawn/not Started | Minnesota Power (Allete, Inc.) | Square Butte East 230kV Substation | Square Butte East (SubstationID: 54893) | Oliver County - J713 | 48219 | Not Provided by ISO | Not Provided by ISO | Not Provided by ISO | Not Provided by ISO | Not Provided by ISO
MISO | J714 | 2017-06-16 | Wind | 200 | Indiana | Montgomery County | Withdrawn/not Started | Duke Energy Corporation | Frankfurt - Cayuga 230kV line | Frankfort (SubstationID: 13993) | Montgomery County - J714 | 48220 | Not Provided by ISO | Not Provided by ISO | Not Provided by ISO | Not Provided by ISO | Not Provided by ISO
MISO | J715 | 2017-06-16 | Wind | 100 | Illinois | Marshall County | Done/not Started | Ameren Illinois | McLean County-Oglesby 138kV Line 1382 | McLean County (SubstationID: 43023) - Oglesby (SubstationID: 21545) | Marshall County - J715 | 48222 | Not Provided by ISO | Not Provided by ISO | Not Provided by ISO | Not Provided by ISO | Not Provided by ISO
MISO | J701 | 2017-06-16 | Wind | 49 | Michigan | Tuscola County | Done/in Service | ITC Transmission | Rapson - Grasssmere - Bauer 345kV Line Tap (Kirk 345 kV Sub) | Bauer (SubstationID: 12834) - Rapson (SubstationID: 12835) | Pegasus Wind | 59875 | Not Provided by ISO | Not Provided by ISO | Not Provided by ISO | Not Provided by ISO | Not Provided by ISO
MISO | J720 | 2017-06-16 | Wind | 200 | Minnesota | Jackson County | Withdrawn/under Construction | ITC Midwest | Lakefield - Raun 345 kV line | Lakefield Junction (SubstationID: 13005) - Raun (SubstationID: 32357) | Jackson County - J720 | 48800 | Not Provided by ISO | Not Provided by ISO | Not Provided by ISO | Not Provided by ISO | Not Provided by ISO
MISO | J722 | 2017-06-16 | Wind | 200 | South Dakota | Codington County /deuel County | Active/not Started | Otter Tail Power Company | Big Stone South 230kV Substation |  | Codington County,Deuel County - J722 | 69598 | Not Provided by ISO | Not Provided by ISO | Not Provided by ISO | Not Provided by ISO | Not Provided by ISO
MISO | J725 | 2017-06-16 | Wind | 200 | Minnesota | Murray County | Withdrawn/not Started | Great River Energy | Cedar Mountain 345 kV Substation | Cedar Mountain (SubstationID: 524) | Murray County - J725 | 48805 | Not Provided by ISO | Not Provided by ISO | Not Provided by ISO | Not Provided by ISO | Not Provided by ISO
MISO | J726 | 2017-06-16 | Wind | 200 | Minnesota | Cottonwood County | Withdrawn/not Started | Great River Energy | Cedar Mountain 345kV Substation | Cedar Mountain (SubstationID: 524) | Cottonwood County - J726 | 48808 | Not Provided by ISO | Not Provided by ISO | Not Provided by ISO | Not Provided by ISO | Not Provided by ISO
MISO | J750 | 2017-06-16 | Wind | 150 | Illinois | Morgan County | Done/under Construction | City of Springfield, IL - CWLP | Westchester 138kV Substation | Westchester (SubstationID: 45060) | Morgan County - J750 | 49091 | Not Provided by ISO | Not Provided by ISO | Not Provided by ISO | Not Provided by ISO | Not Provided by ISO
MISO | J743 | 2017-06-16 | Wind | 200 | North Dakota | Cass County | Withdrawn/not Started | Northern States Power (Xcel Energy) | Bison 345kV Substation | Bison (SubstationID: 997) | Cass County - J743 | 49084 | Not Provided by ISO | Not Provided by ISO | Not Provided by ISO | Not Provided by ISO | Not Provided by ISO
MISO | J951 | 2018-02-02 | Wind | 80 | Minnesota | Kittson County | Withdrawn/not Started | Otter Tail Power Company | Donaldson - Warsaw 115 kV Line Tap | Donaldson (SubstationID: 12850) | Kittson County - J951 | 55840 | Not Provided by ISO | Not Provided by ISO | Not Provided by ISO | Not Provided by ISO | Not Provided by ISO
MISO | J952 | 2018-02-05 | Wind | 54 | South Dakota | Corson County | Withdrawn/not Started | Montana-Dakota Utilities Co. | McLaughlin - McIntosh Junction 115 kV Line Tap | Mcintosh Jct. (SubstationID: 31465) | Corson County - J952 | 55841 | Not Provided by ISO | Not Provided by ISO | Not Provided by ISO | Not Provided by ISO | Not Provided by ISO
MISO | J989 | 2018-02-12 | Solar PV | 80 | Michigan | Oakland County | Withdrawn/not Started | Michigan Electric Transmission Company, LLC | Halsey 138kV Substation | Halsey - Holly (SubstationID: 25752) | Oakland County - J989 | 57651 | Not Provided by ISO | Not Provided by ISO | Not Provided by ISO | Not Provided by ISO | Not Provided by ISO
MISO | J954 | 2018-03-08 | Solar PV | 1.4 | Iowa | Johnson County | Active/not Started | ITC Midwest | AMIL.IOW_AFRYT |  | Johnson County - J954 | 57700 | Not Provided by ISO | Not Provided by ISO | Not Provided by ISO | Not Provided by ISO | Not Provided by ISO
MISO | J1042 | 2018-03-09 | Solar PV | 200 | Wisconsin | Walworth County | Active/not Started | American Transmission Co. LLC | North Lake Geneva 138kV Substation | North Lake Geneva (SubstationID: 19207) | Walworth County - J1042 | 57723 | Not Provided by ISO | Not Provided by ISO | Not Provided by ISO | Not Provided by ISO | Not Provided by ISO
MISO | J956 | 2018-03-09 | Solar PV | 200 | Missouri | Ralls County | Active/not Started | Ameren Missouri | Spencer Creek 345kV Substation | Spencer Creek Sw (SubstationID: 35090) | Ralls County - J956 | 57607 | Not Provided by ISO | Not Provided by ISO | Not Provided by ISO | Not Provided by ISO | Not Provided by ISO
MISO | J957 | 2018-03-09 | Wind | 800 | Missouri | Mercer County /putnam County /sullivan County | Withdrawn/not Started | Ameren Transmission Company of Illinois | Maywood 345kV Substation | Maywood (SubstationID: 19656) | Mercer County,Putnam County,Sullivan County - J957 | 57807 | Not Provided by ISO | Not Provided by ISO | Not Provided by ISO | Not Provided by ISO | Not Provided by ISO
MISO | J1180 | 2018-03-12 | Solar PV | 75 | Illinois | Clark County | Active/not Started | Ameren Illinois | Casey West - Sullivan 345 kV Line | Casey West (SubstationID: 46609) | Clark County - J1180 | 57617 | Not Provided by ISO | Not Provided by ISO | Not Provided by ISO | Not Provided by ISO | Not Provided by ISO
MISO | J1181 | 2018-03-12 | Wind | 200 | Iowa | Chickasaw County | Active/not Started | ITC Midwest | Hazleton - Mitchell county 345 kV line | Hazleton (SubstationID: 1145) - Mitchell (SubstationID: 21615) | Chickasaw County - J1181 | 57712 | Not Provided by ISO | Not Provided by ISO | Not Provided by ISO | Not Provided by ISO | Not Provided by ISO
MISO | J1182 | 2018-03-12 | Solar PV | 250 | Missouri | Adair County | Active/not Started | Ameren Transmission Company of Illinois | Zachary substation 345 kV bus | Zachary (SubstationID: 21669) | Adair County - J1182 | 57811 | Not Provided by ISO | Not Provided by ISO | Not Provided by ISO | Not Provided by ISO | Not Provided by ISO
MISO | J1183 | 2018-03-12 | Solar PV | 1.35 | Michigan | Delta County | Active/not Started | American Transmission Co. LLC | Heritage Garden substation | Heritage Garden (SubstationID: 55678) | Delta County - J1183 | 57752 | Not Provided by ISO | Not Provided by ISO | Not Provided by ISO | Not Provided by ISO | Not Provided by ISO
MISO | J1184 | 2018-03-12 | Solar PV | 50 | Louisiana | Washington Parish | Done/under Construction | Entergy Louisiana, LLC | Lagen Holton-Franklinton 115kV line tap | Franklinton (SubstationID: 30291) - Holton (SubstationID: 71964) | Iris Solar | 64781 | Not Provided by ISO | Not Provided by ISO | Not Provided by ISO | Not Provided by ISO | Not Provided by ISO
MISO | J1185 | 2018-03-12 | Wind | 200 | Missouri | Putnam County | Withdrawn/not Started | Ameren Missouri | Adair - Appanoose 161 kV Line Tap | Adair (SubstationID: 36830) - Appanoose County (SubstationID: 28906) | Putnam County - J1185 | 57640 | Not Provided by ISO | Not Provided by ISO | Not Provided by ISO | Not Provided by ISO | Not Provided by ISO
MISO | J1186 | 2018-03-12 | Solar PV | 100 | Texas | San Jacinto County | Withdrawn/not Started | Entergy Texas, Inc. | Pelican Road - Shepard 138 kV Line Tap |  | San Jacinto County - J1186 | 57771 | Not Provided by ISO | Not Provided by ISO | Not Provided by ISO | Not Provided by ISO | Not Provided by ISO
MISO | J1187 | 2018-03-12 | Wind | 151.8 | North Dakota | Mercer County | Withdrawn/not Started | Great River Energy | Stanton 230 kV Substation | Stanton (SubstationID: 11738) | Garrison Butte | 42729 | Not Provided by ISO | Not Provided by ISO | Not Provided by ISO | Not Provided by ISO | Not Provided by ISO
MISO | J1188 | 2018-03-12 | Solar PV | 50 | Wisconsin | Rock County | Active/not Started | American Transmission Co. LLC | Sheepskin 69 kV Substation | Sheepskin (SubstationID: 17504) | North Rock Solar | 57611 | Not Provided by ISO | Not Provided by ISO | Not Provided by ISO | Not Provided by ISO | Not Provided by ISO
MISO | J1160 | 2018-03-12 | Solar PV | 100.23 | Wisconsin | Adams County /wood County | Withdrawn/not Started | American Transmission Co. LLC | Sand Lake - Port Edwards 138 kV Line Tap | Port Edwards (SubstationID: 23524) - Sand Lake (SubstationID: 34132) | Jefferson County - J1160 | 57686 | Not Provided by ISO | Not Provided by ISO | Not Provided by ISO | Not Provided by ISO | Not Provided by ISO
MISO | J1161 | 2018-03-12 | Solar PV | 100.23 | Missouri | Scott County | Withdrawn/not Started | Ameren Missouri | Miner - Kelso 161 kV Line Tap | Kelso (SubstationID: 21556) - Miner (SubstationID: 38380) | Scott County - J1161 | 57675 | Not Provided by ISO | Not Provided by ISO | Not Provided by ISO | Not Provided by ISO | Not Provided by ISO
MISO | J1162 | 2018-03-12 | Solar PV | 80 | Texas | Jefferson County | Withdrawn/not Started | Entergy Texas, Inc. | Jacinto - China 230 kV Line Tap | China (SubstationID: 20949) - Jacinto (SubstationID: 30911) | Jefferson County - J1162 | 57636 | Not Provided by ISO | Not Provided by ISO | Not Provided by ISO | Not Provided by ISO | Not Provided by ISO
MISO | J1163 | 2018-03-12 | Solar PV | 120 | Mississippi | Quitman County /tunica County | Withdrawn/not Started | Entergy Mississippi, LLC | Crenshaw - Tunica 115kv Line Tap | Crenshaw (SubstationID: 29737) - Tunica (SubstationID: 33231) | Quitman County,Tunica County - J1163 | 57786 | Not Provided by ISO | Not Provided by ISO | Not Provided by ISO | Not Provided by ISO | Not Provided by ISO
MISO | J1164 | 2018-03-12 | Solar PV | 80 | Minnesota | Rock County | Active/not Started | ITC Midwest | Magnolia 161 kV Substation | Magnolia (SubstationID: 31352) | Elk Creek Solar | 57777 | Not Provided by ISO | Not Provided by ISO | Not Provided by ISO | Not Provided by ISO | Not Provided by ISO
MISO | J1165 | 2018-03-12 | Solar PV | 150 | Louisiana | Jefferson Davis Parish | Withdrawn/not Started | Entergy Louisiana, LLC | LC Bulk - Henning 138 kV Line Tap | Bulk (SubstationID: 21717) - Henning (SubstationID: 48393) | Jefferson Davis Parish - J1165 | 57616 | Not Provided by ISO | Not Provided by ISO | Not Provided by ISO | Not Provided by ISO | Not Provided by ISO
MISO | J1166 | 2018-03-12 | Solar PV | 50 | Louisiana | Acadia Parish | Withdrawn/not Started | Entergy Louisiana, LLC | Bayou Cove - Richard 138 kV Line Tap | Bayou Cove Peaking Power (SubstationID: 17142) - Richard (SubstationID: 430) | Acadia Parish - J1166 | 57642 | Not Provided by ISO | Not Provided by ISO | Not Provided by ISO | Not Provided by ISO | Not Provided by ISO
MISO | J1167 | 2018-03-12 | Solar PV | 50 | Arkansas | St. Francis County | Withdrawn/not Started | Entergy Arkansas, LLC | AECC Forrest City West 161 kV Substation | Forrest City West (SubstationID: 55615) | St. Francis County - J1167 | 57748 | Not Provided by ISO | Not Provided by ISO | Not Provided by ISO | Not Provided by ISO | Not Provided by ISO
MISO | J1168 | 2018-03-12 | Solar PV | 80 | Texas | Liberty County | Withdrawn/not Started | Entergy Texas, Inc. | Pintail 138 kV Substation | Pintail (SubstationID: 55718) | Liberty County - J1168 | 57720 | Not Provided by ISO | Not Provided by ISO | Not Provided by ISO | Not Provided by ISO | Not Provided by ISO
MISO | J1169 | 2018-03-12 | Solar PV | 50 | South Dakota | Mccook County | Active/not Started | Northern States Power (Xcel Energy) | Grant 115 kV Substation | Grant (SubstationID: 30481) | McCook County - J1169 | 57762 | Not Provided by ISO | Not Provided by ISO | Not Provided by ISO | Not Provided by ISO | Not Provided by ISO
MISO | J1170 | 2018-03-12 | Solar PV | 200 | North Dakota | Cass County | Withdrawn/not Started | Northern States Power (Xcel Energy) | Bison 345 kV Substation | Bison (SubstationID: 997) | Cass County - J1170 | 57745 | Not Provided by ISO | Not Provided by ISO | Not Provided by ISO | Not Provided by ISO | Not Provided by ISO
MISO | J1171 | 2018-03-12 | Solar PV | 100 | Wisconsin | Dodge County | Active/not Started | American Transmission Co. LLC | Butternut 138 kV Substation | Butternut (SubstationID: 23357) | Springfield Solar | 57733 | Not Provided by ISO | Not Provided by ISO | Not Provided by ISO | Not Provided by ISO | Not Provided by ISO
MISO | J1172 | 2018-03-12 | Solar PV | 50 | Michigan | Genesee County | Active/not Started | Michigan Electric Transmission Company, LLC | Dort - Garfield 138 kV Line Tap | Dort - Genesee (SubstationID: 25723) - Garfield Avenue (SubstationID: 55950) | Genesee County - J1172 | 57627 | Not Provided by ISO | Not Provided by ISO | Not Provided by ISO | Not Provided by ISO | Not Provided by ISO
MISO | J1173 | 2018-03-12 | Solar PV | 80 | Michigan | Lenawee County | Withdrawn/not Started | Consumers Energy Company | Raisin - METC Tap 138kV Line Tap | Raisin (SubstationID: 25824) | Lenawee County - J1173 | 57778 | Not Provided by ISO | Not Provided by ISO | Not Provided by ISO | Not Provided by ISO | Not Provided by ISO
MISO | J1174 | 2018-03-12 | Solar PV | 165 | Iowa | Worth County | Active/not Started | ITC Midwest | Ledyard - Colby 345 kV Line Tap | Colby (SubstationID: 20688) - Ledyard (SubstationID: 20285) | Worthwhile Solar Farm West | 57603 | Not Provided by ISO | Not Provided by ISO | Not Provided by ISO | Not Provided by ISO | Not Provided by ISO
MISO | J1175 | 2018-03-12 | Wind | 165 | Iowa | Worth County | Active/not Started | ITC Midwest | Ledyard - Colby 345kV Line Tap | Colby (SubstationID: 20688) - Ledyard (SubstationID: 20285) | Worthwhile Wind Energy Center | 57674 | Not Provided by ISO | Not Provided by ISO | Not Provided by ISO | Not Provided by ISO | Not Provided by ISO
MISO | J1176 | 2018-03-12 | Wind | 145 | Iowa | Cerro Gordo County /worth County | Withdrawn/not Started | ITC Midwest | Lime Creek 161 kV Substation | Lime Creek (SubstationID: 17499) | Cerro Gordo County - J1176 | 57657 | Not Provided by ISO | Not Provided by ISO | Not Provided by ISO | Not Provided by ISO | Not Provided by ISO
MISO | J1177 | 2018-03-12 | Wind | 300 | Missouri | Schuyler County | Withdrawn/not Started | Ameren Transmission Company of Illinois | Hughes 345 kV Switching Station (J541 POI) | Hughes (SubstationID: 56006) | Schuyler County - J1177 | 57737 | Not Provided by ISO | Not Provided by ISO | Not Provided by ISO | Not Provided by ISO | Not Provided by ISO
MISO | J1178 | 2018-03-12 | Solar PV | 65 | Michigan | Eaton County | Active/not Started | Michigan Electric Transmission Company, LLC | Oneida 138 kV Substation | Oneida (SubstationID: 31979) | Eaton County - J1178 | 57746 | Not Provided by ISO | Not Provided by ISO | Not Provided by ISO | Not Provided by ISO | Not Provided by ISO
MISO | J1179 | 2018-03-12 | Solar PV | 300 | Minnesota | Chisago County | Withdrawn/not Started | Northern States Power (Xcel Energy) | Rush City - Red Rock 230 kV Line Tap | Red Rock (SubstationID: 32372) - Rush City/Caps (SubstationID: 46788) | Chisago County - J1179 | 57750 | Not Provided by ISO | Not Provided by ISO | Not Provided by ISO | Not Provided by ISO | Not Provided by ISO
MISO | J1140 | 2018-03-12 | Solar PV | 80 | Minnesota | Benton County | Withdrawn/not Started | Minnesota Power | Platte River 115 kV Substation | Platte River (SubstationID: 22838) | Benton County - J1140 | 57614 | Not Provided by ISO | Not Provided by ISO | Not Provided by ISO | Not Provided by ISO | Not Provided by ISO
MISO | J1140 | 2018-03-12 | Solar PV | 80 | Minnesota | Benton County | Withdrawn/not Started | Minnesota Power | Platte River 115 kV Substation | Little Falls (Minnesota Power) (SubstationID: 805) - West Saint Cloud (SubstationID: 40950) | Regal Solar | 63304 | Not Provided by ISO | Not Provided by ISO | Not Provided by ISO | Not Provided by ISO | Not Provided by ISO
MISO | J1142 | 2018-03-12 | Solar PV | 20 | Louisiana | St. James Parish | Active/not Started | Entergy Louisiana, LLC | Vacherie 230kV Substation | Vacherie (SubstationID: 33288) | St. James Solar (LA) | 63878 | Not Provided by ISO | Not Provided by ISO | Not Provided by ISO | Not Provided by ISO | Not Provided by ISO
MISO | J1143 | 2018-03-12 | Solar PV | 100 | Minnesota | Morrison County | Withdrawn/not Started | Minnesota Power | Blanchard - Little Falls 115 kV Line | Blanchard HE (SubstationID: 22815) | Morrison County - J1143 | 57707 | Not Provided by ISO | Not Provided by ISO | Not Provided by ISO | Not Provided by ISO | Not Provided by ISO
MISO | J1144 | 2018-03-12 | Solar PV | 96 | Mississippi | Covington County /lamar County | Done/under Construction | Cooperative Energy | Moselle - Columbia 161kV Line Tap | Columbia (SubstationID: 10397) - Moselle (SubstationID: 10395) | MS Solar 4 | 57742 | Not Provided by ISO | Not Provided by ISO | Not Provided by ISO | Not Provided by ISO | Not Provided by ISO
MISO | J1145 | 2018-03-12 | Solar PV | 250 | Missouri | Callaway County | Active/not Started | Ameren Missouri | Overton - (McCrede) - Montgomery 345 kV Line Tap | Montgomery (SubstationID: 38456) - Overton (SubstationID: 39504) | Callaway County - J1145 | 57796 | Not Provided by ISO | Not Provided by ISO | Not Provided by ISO | Not Provided by ISO | Not Provided by ISO
MISO | J1147 | 2018-03-12 | Solar PV | 100 | Arkansas | St. Francis County | Withdrawn/not Started | Entergy Arkansas, LLC | Moses - McCrory 161 kV Line tap | McCrory (SubstationID: 28219) | St. Francis County - J1147 | 57665 | Not Provided by ISO | Not Provided by ISO | Not Provided by ISO | Not Provided by ISO | Not Provided by ISO
MISO | J1149 | 2018-03-12 | Solar PV | 200 | Minnesota | Yellow Medicine County | Withdrawn/not Started | Northern States Power (Xcel Energy) | Hazel Creek 230 kV Substation | Hazel Creek (SubstationID: 523) | Chippewa County - J1149 | 57620 | Not Provided by ISO | Not Provided by ISO | Not Provided by ISO | Not Provided by ISO | Not Provided by ISO
MISO | J1150 | 2018-03-12 | Wind | 30 | Indiana | Miami County | Withdrawn/not Started | Duke Energy Indiana | Deedsville 345 kV Substation | Deedsville (SubstationID: 27275) | Miami County - J1150 | 57760 | Not Provided by ISO | Not Provided by ISO | Not Provided by ISO | Not Provided by ISO | Not Provided by ISO
MISO | J1152 | 2018-03-12 | Solar PV | 200 | Indiana | Hancock County /shelby County | Active/not Started | Indianapolis Power & Light Company | Gwynneville 345 kV Substation | Gwynneville (SubstationID: 13893) - Sunnyside (SubstationID: 14016) | Shelby County - J1152 | 57668 | Not Provided by ISO | Not Provided by ISO | Not Provided by ISO | Not Provided by ISO | Not Provided by ISO
MISO | J1153 | 2018-03-12 | Solar PV | 150 | Wisconsin | Sheboygan County | Active/not Started | American Transmission Co. LLC | Holland 138 kV Substation | Holland (SubstationID: 23431) | Onion River Solar | 57638 | Not Provided by ISO | Not Provided by ISO | Not Provided by ISO | Not Provided by ISO | Not Provided by ISO
MISO | J1154 | 2018-03-12 | Solar PV | 75 | Wisconsin | Jefferson County | Active/not Started | American Transmission Co. LLC | Jefferson 138 kV Substation | Jefferson (SubstationID: 129) | Crawfish River Solar | 57653 | Not Provided by ISO | Not Provided by ISO | Not Provided by ISO | Not Provided by ISO | Not Provided by ISO
MISO | J1155 | 2018-03-12 | Solar PV | 150 | Arkansas | Mississippi County | Done/under Construction | Entergy Arkansas, LLC | Driver 230 kV substation | Driver (SubstationID: 40786) | Mississippi County - J1155 | 57758 | Not Provided by ISO | Not Provided by ISO | Not Provided by ISO | Not Provided by ISO | Not Provided by ISO
MISO | J1156 | 2018-03-12 | Solar PV | 150 | Arkansas | Crittenden County | Withdrawn/not Started | Entergy Arkansas, LLC | Kuhn Rd. - Parkin 161 kV line tap | Kuhn Road (SubstationID: 28211) - Parkin (SubstationID: 28238) | Crittenden County - J1156 | 57670 | Not Provided by ISO | Not Provided by ISO | Not Provided by ISO | Not Provided by ISO | Not Provided by ISO
MISO | J1157 | 2018-03-12 | Solar PV | 100 | Mississippi | Hinds County | Withdrawn/not Started | Entergy Mississippi, LLC | Tinnin Road 230 kV Substation | Tinnin (SubstationID: 41433) | Hinds County - J1157 | 57775 | Not Provided by ISO | Not Provided by ISO | Not Provided by ISO | Not Provided by ISO | Not Provided by ISO
MISO | J1158 | 2018-03-12 | Solar PV | 70 | Louisiana | St. James Parish | Done/under Construction | Entergy Louisiana, LLC | Vacherie 230 kV Substation | Vacherie (SubstationID: 33288) | St. James Parish - J1158 | 57735 | Not Provided by ISO | Not Provided by ISO | Not Provided by ISO | Not Provided by ISO | Not Provided by ISO
MISO | J1159 | 2018-03-12 | Solar PV | 100 | Texas | Walker County | Withdrawn/not Started | Entergy Texas, Inc. | Mount Zion 138 kV Substation | Mount Zion (SubstationID: 55701) | Walker County - J1159 | 57787 | Not Provided by ISO | Not Provided by ISO | Not Provided by ISO | Not Provided by ISO | Not Provided by ISO
MISO | J1132 | 2018-03-12 | Solar PV | 50 | Iowa | Union County | Active/not Started | ITC Midwest | Creston East 69 kV Substation | Creston East (SubstationID: 19609) | Union County - J1132 | 57692 | Not Provided by ISO | Not Provided by ISO | Not Provided by ISO | Not Provided by ISO | Not Provided by ISO
MISO | J1133 | 2018-03-12 | Solar PV | 100 | Louisiana | Richland Parish | Withdrawn/not Started | Entergy Louisiana, LLC | Dunn - Oakridge 115kV Line Tap | Dunn (SubstationID: 29951) | Richland Parish - J1133 | 57688 | Not Provided by ISO | Not Provided by ISO | Not Provided by ISO | Not Provided by ISO | Not Provided by ISO
MISO | J1134 | 2018-03-12 | Solar PV | 100 | Arkansas | White County | Withdrawn/not Started | Entergy Arkansas, LLC | Griffithville - Searcy Price 115 kV Line Tap | Griffithville (SubstationID: 28335) - Searcy Price (SubstationID: 28433) | White County - J1134 | 57683 | Not Provided by ISO | Not Provided by ISO | Not Provided by ISO | Not Provided by ISO | Not Provided by ISO
MISO | J1135 | 2018-03-12 | Solar PV | 50 | Iowa | Des Moines County | Active/not Started | ITC Midwest | Huntwoods 69 kV substation | Huntwoods (SubstationID: 56846) | Des Moines County - J1135 | 57730 | Not Provided by ISO | Not Provided by ISO | Not Provided by ISO | Not Provided by ISO | Not Provided by ISO
MISO | J1136 | 2018-03-12 | Solar PV | 100 | Mississippi | Hinds County | Withdrawn/not Started | Entergy Mississippi, LLC | Tinnin Road 230kV Substation | Tinnin (SubstationID: 41433) | Hinds County - J1136 | 57741 | Not Provided by ISO | Not Provided by ISO | Not Provided by ISO | Not Provided by ISO | Not Provided by ISO
MISO | J1137 | 2018-03-12 | Solar PV | 100 | Arkansas | Jackson County | Withdrawn/not Started | Entergy Arkansas, LLC | Swifton - Hoxie South 161 kV Line Tap | Hoxie South (SubstationID: 71980) - Swifton (SubstationID: 28253) | Jackson County - J1137 | 57779 | Not Provided by ISO | Not Provided by ISO | Not Provided by ISO | Not Provided by ISO | Not Provided by ISO
MISO | J1138 | 2018-03-12 | Wind | 70 | Michigan | Baraga County | Withdrawn/not Started | American Transmission Co. LLC | M38 138 kV Substation | M38 (SubstationID: 44144) | Baraga County - J1138 | 57817 | Not Provided by ISO | Not Provided by ISO | Not Provided by ISO | Not Provided by ISO | Not Provided by ISO
MISO | J1139 | 2018-03-12 | Solar PV | 150 | Illinois | Champaign County | Active/not Started | Ameren Illinois | Sidney Substation 138 kV Bus | Sidney (SubstationID: 14002) | Champaign County - J1139 | 57812 | Not Provided by ISO | Not Provided by ISO | Not Provided by ISO | Not Provided by ISO | Not Provided by ISO
MISO | J1110 | 2018-03-12 | Solar PV | 100 | Minnesota | Mower County | Active/not Started | SMMPA | North Austin 161 kV Substation | Austin Northeast (SubstationID: 18241) | Mower County - J1110 | 57641 | Not Provided by ISO | Not Provided by ISO | Not Provided by ISO | Not Provided by ISO | Not Provided by ISO
MISO | J1111 | 2018-03-12 | Solar PV | 150 | Illinois | Jackson County | Withdrawn/not Started | Southern Illinois Power Cooperative | Campbell Hill - Jackson 161 kV Line Tap | Campbell Hill (SubstationID: 10242) - Jackson (SubstationID: 10183) | Jackson County - J1111 | 57630 | Not Provided by ISO | Not Provided by ISO | Not Provided by ISO | Not Provided by ISO | Not Provided by ISO
MISO | J1112 | 2018-03-12 | Solar PV | 150 | Indiana | Kosciusko County | Withdrawn/not Started | Northern Indiana Public Service Company | Leesburg 138kV Substation | Leesburg-Kosciusko Co.-Prairie Twp. (SubstationID: 31180) | Kosciusko County - J1112 | 57731 | Not Provided by ISO | Not Provided by ISO | Not Provided by ISO | Not Provided by ISO | Not Provided by ISO
MISO | J1113 | 2018-03-12 | Solar PV | 85 | Mississippi | Sunflower County | Withdrawn/not Started | Entergy Mississippi, LLC | Delta - Ruleville 115kV Line Tap | Ruleville (SubstationID: 32522) - Steiner (Delta) (SubstationID: 41224) | Sunflower Solar | 57747 | Not Provided by ISO | Not Provided by ISO | Not Provided by ISO | Not Provided by ISO | Not Provided by ISO
MISO | J1114 | 2018-03-12 | Wind | 200 | Iowa | Plymouth County | Withdrawn/not Started | MidAmerican Energy Company | J506 Substation on Raun - Highland 345 kV Line | Highland (SubstationID: 21590) - Raun (SubstationID: 32357) | Plymouth County - J1114 | 57726 | Not Provided by ISO | Not Provided by ISO | Not Provided by ISO | Not Provided by ISO | Not Provided by ISO
MISO | J1115 | 2018-03-12 | Wind | 200 | Illinois | Macon County | Active/not Started | Ameren Illinois | Latham - Oreana 345kV Line | Latham (SubstationID: 21305) - Oreana (SubstationID: 888) | Macon County - J1115 | 57719 | Not Provided by ISO | Not Provided by ISO | Not Provided by ISO | Not Provided by ISO | Not Provided by ISO
MISO | J1116 | 2018-03-12 | Wind | 100 | Indiana | Hancock County | Withdrawn/not Started | Duke Energy Corporation | Greensboro - Greenfield 138 kV Line Tap | Greenfield (SubstationID: 19428) - Greensboro (SubstationID: 14009) | Hancock County - J1116 | 57715 | Not Provided by ISO | Not Provided by ISO | Not Provided by ISO | Not Provided by ISO | Not Provided by ISO
MISO | J1117 | 2018-03-12 | Solar PV | 80 | Michigan | Ingham County | Withdrawn/not Started | Michigan Electric Transmission Company, LLC | Green 138kV Substation | Green (SubstationID: 55675) | Ingham County - J1117 | 57633 | Not Provided by ISO | Not Provided by ISO | Not Provided by ISO | Not Provided by ISO | Not Provided by ISO
MISO | J1118 | 2018-03-12 | Wind | 150 | Illinois | Piatt County | Withdrawn/not Started | Ameren Illinois | Mahomet - Weedman 138 kV Line Tap | Mahomet (SubstationID: 22961) - Weedman (SubstationID: 23031) | Piatt County - J1118 | 57645 | Not Provided by ISO | Not Provided by ISO | Not Provided by ISO | Not Provided by ISO | Not Provided by ISO
MISO | J1120 | 2018-03-12 | Wind | 145 | Texas | Jefferson County | Withdrawn/not Started | Entergy Texas, Inc. | Big Hill CO - Bayou Farms CO 138 kV Line Tap | Bayou Farms (SubstationID: 71479) - Big Hill (SubstationID: 71510) | Jefferson County - J1120 | 57816 | Not Provided by ISO | Not Provided by ISO | Not Provided by ISO | Not Provided by ISO | Not Provided by ISO
MISO | J1121 | 2018-03-12 | Solar PV | 200 | Wisconsin | Marathon County | Withdrawn/not Started | American Transmission Co. LLC | Stone Lake - (Pershing) - Gardner Park 345 kV Line Tap | Gardner Park (SubstationID: 68) - Pershing-741 (SubstationID: 51659) - Stone Lake (SubstationID: 979) | Marathon County - J1121 | 57791 | Not Provided by ISO | Not Provided by ISO | Not Provided by ISO | Not Provided by ISO | Not Provided by ISO
MISO | J1122 | 2018-03-12 | Wind | 200 | Iowa | Pottawattamie County | Withdrawn/not Started | MidAmerican Energy Company | Council Bluffs - Fallow Avenue 345 kV Line Tap | Council Bluffs (SubstationID: 11773) | Pottawattamie County - J1122 | 57672 | Not Provided by ISO | Not Provided by ISO | Not Provided by ISO | Not Provided by ISO | Not Provided by ISO
MISO | J1123 | 2018-03-12 | Wind | 150 | Missouri | Audrain County | Withdrawn/not Started | Ameren Missouri | Spencer Creek 345 kV Substation | Spencer Creek Sw (SubstationID: 35090) | Audrain County - J1123 | 57699 | Not Provided by ISO | Not Provided by ISO | Not Provided by ISO | Not Provided by ISO | Not Provided by ISO
MISO | J1124 | 2018-03-12 | Solar PV | 100 | Minnesota | Olmsted County | Active/not Started | SMMPA | Byron 345kV Substation | Byron (SubstationID: 10171) | Byron Solar | 67730 | Not Provided by ISO | Not Provided by ISO | Not Provided by ISO | Not Provided by ISO | Not Provided by ISO
MISO | J1125 | 2018-03-12 | Solar PV | 135 | Arkansas | Cross County | Done/under Construction | Entergy Arkansas, LLC | Wynne South - Wynne East AECC 161 kV Line Tap | East (SubstationID: 28595) - Wynne South (SubstationID: 28263) | Cross County - J1125 | 57753 | Not Provided by ISO | Not Provided by ISO | Not Provided by ISO | Not Provided by ISO | Not Provided by ISO
MISO | J1126 | 2018-03-12 | Wind | 1.1 | Michigan | Tuscola County | Withdrawn/not Started | ITC Transmission | ITC Bauer - Grassmere - Rapson (Kirk Sub) 345kV Substation | Bauer (SubstationID: 12834) - Grassmere (SubstationID: 19926) - Rapson (SubstationID: 12835) | Tuscola County - J1126 | 57759 | Not Provided by ISO | Not Provided by ISO | Not Provided by ISO | Not Provided by ISO | Not Provided by ISO
MISO | J1127 | 2018-03-12 | Solar PV | 49.9 | Wisconsin | Green County | Withdrawn/not Started | American Transmission Co. LLC | Albany - Bass Creek 138 kV Line Tap | Albany (SubstationID: 44744) - Bass Creek (Plymouth) (SubstationID: 23343) | Green County - J1127 | 57770 | Not Provided by ISO | Not Provided by ISO | Not Provided by ISO | Not Provided by ISO | Not Provided by ISO
MISO | J1128 | 2018-03-12 | Solar PV | 150 | Minnesota | Freeborn County | Withdrawn/not Started | SMMPA | Hayward - Murphy Creek 161 kV Line Tap | Hayward (SubstationID: 13027) | Freeborn County - J1128 | 57780 | Not Provided by ISO | Not Provided by ISO | Not Provided by ISO | Not Provided by ISO | Not Provided by ISO
MISO | J1129 | 2018-03-12 | Solar PV | 65 | Wisconsin | Rock County | Withdrawn/not Started | American Transmission Co. LLC | Paddock - Townline Rd 138 kV Line Tap | Paddock (SubstationID: 133) | Rock County - J1129 | 57790 | Not Provided by ISO | Not Provided by ISO | Not Provided by ISO | Not Provided by ISO | Not Provided by ISO
MISO | J1047 | 2018-03-12 | Solar PV | 200 | Wisconsin | Walworth County | Withdrawn/not Started | American Transmission Co. LLC | North Lake Geneva - Sugar Creek - Burlington 138kV Line Tap | Burlington (SubstationID: 38734) - North Lake Geneva (SubstationID: 19207) - Sugar Creek (SubstationID: 23569) | Walworth County - J1047 | 57689 | Not Provided by ISO | Not Provided by ISO | Not Provided by ISO | Not Provided by ISO | Not Provided by ISO
MISO | J1048 | 2018-03-12 | Wind | 250 | Michigan | Mecosta County /montcalm County | Withdrawn/not Started | Michigan Electric Transmission Company, LLC | Vergennes - Nelson Road 345kV Line Tap | Nelson Road (SubstationID: 21498) - Vergennes (SubstationID: 33315) | Mecosta County,Montcalm County - J1048 | 57696 | Not Provided by ISO | Not Provided by ISO | Not Provided by ISO | Not Provided by ISO | Not Provided by ISO
MISO | J1049 | 2018-03-12 | Solar PV | 250 | Mississippi | Forrest County | Withdrawn/not Started | Cooperative Energy | Purvis 161 kV Substation | Purvis (SubstationID: 10406) | Forrest County - J1049 | 57704 | Not Provided by ISO | Not Provided by ISO | Not Provided by ISO | Not Provided by ISO | Not Provided by ISO
MISO | J1131 | 2018-03-12 | Solar PV | 100 | Iowa | Scott County | Active/not Started | MidAmerican Energy Company | Sub 56 Davenport 161 kV Substation | Substation 56 (SubstationID: 32998) | Scott County - J1131 | 57774 | Not Provided by ISO | Not Provided by ISO | Not Provided by ISO | Not Provided by ISO | Not Provided by ISO
MISO | J1050 | 2018-03-12 | Wind | 225 | Iowa | Boone County /hamilton County | Active/not Started | ITC Midwest | Doud Tap 161 kV Substation | Doud (SubstationID: 20108) | Boone County,Hamilton County - J1050 | 57690 | Not Provided by ISO | Not Provided by ISO | Not Provided by ISO | Not Provided by ISO | Not Provided by ISO
MISO | J1052 | 2018-03-12 | Solar PV | 100 | Michigan | Jackson County | Withdrawn/not Started | Michigan Electric Transmission Company, LLC | Beecher - Seamless East 138kV Line Tap | Beecher (SubstationID: 25671) | Jackson County - J1052 | 57795 | Not Provided by ISO | Not Provided by ISO | Not Provided by ISO | Not Provided by ISO | Not Provided by ISO
MISO | J1053 | 2018-03-12 | Solar PV | 300 | Wisconsin | Jefferson County | Withdrawn/not Started | American Transmission Co. LLC | Concord SW YD 138 kV Substation | Concord Switchyard (SubstationID: 12827) | Adams County, Wood County - J1053 | 57612 | Not Provided by ISO | Not Provided by ISO | Not Provided by ISO | Not Provided by ISO | Not Provided by ISO
MISO | J1055 | 2018-03-12 | Wind | 144 | Illinois | Mason County | Active/under Construction | Ameren Illinois | Mason Substation 138 kV Bus | Mason City West (SubstationID: 21307) | Glacier Sands | 57644 | Not Provided by ISO | Not Provided by ISO | Not Provided by ISO | Not Provided by ISO | Not Provided by ISO
MISO | J1056 | 2018-03-12 | Wind | 200 | Michigan | Monroe County | Withdrawn/not Started | ITC Transmission | Lulu - Monroe 345 kV Line Tap | Monroe (SubstationID: 46762) | Monroe County - J1056 | 57605 | Not Provided by ISO | Not Provided by ISO | Not Provided by ISO | Not Provided by ISO | Not Provided by ISO
MISO | J1057 | 2018-03-12 | Solar PV | 125 | Minnesota | Jackson County | Withdrawn/not Started | ITC Midwest | Brewster - Heron Lake 161 kV Line | Heron Lake (SubstationID: 19454) | Jackson County - J1057 | 57773 | Not Provided by ISO | Not Provided by ISO | Not Provided by ISO | Not Provided by ISO | Not Provided by ISO
MISO | J1058 | 2018-03-12 | Solar PV | 300 | Indiana | Lake County | Active/not Started | Northern Indiana Public Service Company | Schahfer-St. John 345kV Line Tap | Schahfer Gen. Station (SubstationID: 32600) - St. John (SubstationID: 32877) | Lake County - J1058 | 57784 | Not Provided by ISO | Not Provided by ISO | Not Provided by ISO | Not Provided by ISO | Not Provided by ISO
MISO | J1059 | 2018-03-12 | Solar PV | 300 | Missouri | Cape Girardeau County | Withdrawn/not Started | Ameren Missouri | Kelso - Lutesville 345 kV Line Tap | Kelso (SubstationID: 21556) - Lutesville (SubstationID: 14106) | Cape Girardeau County - J1059 | 57782 | Not Provided by ISO | Not Provided by ISO | Not Provided by ISO | Not Provided by ISO | Not Provided by ISO
MISO | J1060 | 2018-03-12 | Solar PV | 500 | Arkansas | St. Francis County | Done/under Construction | Entergy Arkansas, LLC | West Memphis - Keo 500 kV Line Tap | Keo Substation (SubstationID: 44826) - West Memphis (SubstationID: 28162) | St. Francis County - J1060 | 57615 | Not Provided by ISO | Not Provided by ISO | Not Provided by ISO | Not Provided by ISO | Not Provided by ISO
MISO | J1061 | 2018-03-12 | Solar PV | 300 | Minnesota | Wabasha County | Withdrawn/not Started | Northern States Power (Xcel Energy) | Briggs Rd - N. Rochester 345 kV Line Tap | Briggs Road (SubstationID: 21563) - Rochester (SubstationID: 11210) | Wabasha County - J1061 | 57660 | Not Provided by ISO | Not Provided by ISO | Not Provided by ISO | Not Provided by ISO | Not Provided by ISO
MISO | J1062 | 2018-03-12 | Solar PV | 200 | Michigan | Washtenaw County | Active/not Started | ITC Transmission | Majestic - Lemoyne 345 kV Line Tap | Majestic (SubstationID: 21103) | Washtenaw County - J1062 | 57757 | Not Provided by ISO | Not Provided by ISO | Not Provided by ISO | Not Provided by ISO | Not Provided by ISO
MISO | J1063 | 2018-03-12 | Solar PV | 195 | Indiana | Clinton County | Active/not Started | Duke Energy | New London - Frankfort 230kV Line Tap | Frankfort (SubstationID: 13993) - New London (SubstationID: 21400) | Clinton County - J1063 | 57705 | Not Provided by ISO | Not Provided by ISO | Not Provided by ISO | Not Provided by ISO | Not Provided by ISO
MISO | J1064 | 2018-03-12 | Wind | 200 | Michigan | Ionia County | Withdrawn/not Started | Michigan Electric Transmission Company, LLC | Marquette - Vergennes 138 kV Line Tap | Marquette - Easton (SubstationID: 25645) - Vergennes (SubstationID: 33315) | Ionia County - J1064 | 57740 | Not Provided by ISO | Not Provided by ISO | Not Provided by ISO | Not Provided by ISO | Not Provided by ISO
MISO | J1065 | 2018-03-12 | Wind | 200 | Michigan | Gratiot County | Withdrawn/not Started | Michigan Electric Transmission Company, LLC | Alma - Vestaburg 138kV Line Tap | Alma (SubstationID: 25655) - Vestaburg (SubstationID: 18041) | Gratiot County - J1065 | 57721 | Not Provided by ISO | Not Provided by ISO | Not Provided by ISO | Not Provided by ISO | Not Provided by ISO
MISO | J1066 | 2018-03-12 | Wind | 44 | Illinois | Pike County | Withdrawn/not Started | Prairie Power, Inc. | El Dara Junction - Pittsfield 69 kV Line Tap | Pittsfield (SubstationID: 21320) | Pike County - J1066 | 57655 | Not Provided by ISO | Not Provided by ISO | Not Provided by ISO | Not Provided by ISO | Not Provided by ISO
MISO | J1067 | 2018-03-12 | Solar PV | 240 | Indiana | Jasper County /pulaski County | Active/not Started | Northern Indiana Public Service Company | Reynolds - Burr Oak 345kV Line | Burr Oak (SubstationID: 14003) - Reynolds (SubstationID: 1430) | Jasper County,Pulaski County - J1067 | 57727 | Not Provided by ISO | Not Provided by ISO | Not Provided by ISO | Not Provided by ISO | Not Provided by ISO
MISO | J1068 | 2018-03-12 | Wind | 200 | Michigan | Washtenaw County | Withdrawn/not Started | ITC Transmission | Dorset 120 kV Substation | Dorset - Saline Twp (SubstationID: 26052) | Washtenaw County - J1068 | 57749 | Not Provided by ISO | Not Provided by ISO | Not Provided by ISO | Not Provided by ISO | Not Provided by ISO
MISO | J1069 | 2018-03-12 | Wind | 200 | Indiana | Jasper County /pulaski County | Active/not Started | Northern Indiana Public Service Company | Reynolds 345kV Substation | Reynolds (SubstationID: 1430) | Jasper County,Pulaski County - J1069 | 57743 | Not Provided by ISO | Not Provided by ISO | Not Provided by ISO | Not Provided by ISO | Not Provided by ISO
MISO | J1070 | 2018-03-12 | Solar PV | 100 | Mississippi | Washington County | Withdrawn/not Started | Entergy Mississippi, LLC | SE Greenville 115kV Substation | Greenville Southeast (SubstationID: 30516) | Washington County - J1070 | 57814 | Not Provided by ISO | Not Provided by ISO | Not Provided by ISO | Not Provided by ISO | Not Provided by ISO
MISO | J1071 | 2018-03-12 | Solar PV | 100 | Michigan | Oceana County | Active/not Started | Michigan Electric Transmission Company, LLC | Donaldson 138 kV Substation | Donaldson Creek (SubstationID: 44135) | Hart Solar | 57797 | Not Provided by ISO | Not Provided by ISO | Not Provided by ISO | Not Provided by ISO | Not Provided by ISO
MISO | J1072 | 2018-03-12 | Solar PV | 150 | Minnesota | Mower County | Active/not Started | Northern States Power (Xcel Energy) | Adams 345 kV Substation | Adams (SubstationID: 956) | Mower County - J1072 | 57669 | Not Provided by ISO | Not Provided by ISO | Not Provided by ISO | Not Provided by ISO | Not Provided by ISO
MISO | J1073 | 2018-03-12 | Solar PV | 300 | Louisiana | Iberville Parish | Withdrawn/not Started | Entergy Louisiana, LLC | Webre 500 kV Substation | Webre (SubstationID: 435) | Iberville Parish - J1073 | 57637 | Not Provided by ISO | Not Provided by ISO | Not Provided by ISO | Not Provided by ISO | Not Provided by ISO
MISO | J1074 | 2018-03-12 | Solar PV | 200 | Indiana | Gibson County | Active/not Started | Southern Indiana Gas & Electric Company d/b/a Vectren Energy Delivery of Indiana, Inc. | Francisco 138 kV sub | Francisco (SubstationID: 34455) | Gibson County - J1074 | 57709 | Not Provided by ISO | Not Provided by ISO | Not Provided by ISO | Not Provided by ISO | Not Provided by ISO
MISO | J1075 | 2018-03-12 | Wind | 350 | Michigan | Cass County | Withdrawn/not Started | Michigan Electric Transmission Company, LLC | Argenta - Weeds Lake - Hiple 345kV Line Tap | Argenta (SubstationID: 44153) - Hiple (SubstationID: 14114) - Weeds Lake (SubstationID: 20745) | Cass County - J1075 | 57619 | Not Provided by ISO | Not Provided by ISO | Not Provided by ISO | Not Provided by ISO | Not Provided by ISO
MISO | J1076 | 2018-03-12 | Solar PV | 200 | Louisiana | St. James Parish | Done/under Construction | Entergy Louisiana, LLC | Vacherie Sub 230 kV Substation | Vacherie (SubstationID: 33288) | St. James Parish - J1076 | 57792 | Not Provided by ISO | Not Provided by ISO | Not Provided by ISO | Not Provided by ISO | Not Provided by ISO
MISO | J1077 | 2018-03-12 | Wind | 250 | Michigan | Cass County | Withdrawn/not Started | Michigan Electric Transmission Company, LLC | Argenta - Weeds Lake - Hiple 345kV Line Tap | Argenta (SubstationID: 44153) - Hiple (SubstationID: 14114) - Weeds Lake (SubstationID: 20745) | Cass County - J1077 | 57678 | Not Provided by ISO | Not Provided by ISO | Not Provided by ISO | Not Provided by ISO | Not Provided by ISO
MISO | J1078 | 2018-03-12 | Solar PV | 300 | Arkansas | Mississippi County | Withdrawn/not Started | Entergy Arkansas, LLC | San Souci 500 kV Substation | Sans Souci (SubstationID: 44824) | Mississippi County - J1078 | 57724 | Not Provided by ISO | Not Provided by ISO | Not Provided by ISO | Not Provided by ISO | Not Provided by ISO
MISO | J1079 | 2018-03-12 | Solar PV | 200 | Louisiana | St. Charles Parish | Withdrawn/not Started | Entergy Louisiana, LLC | Waterford 1&2 230 kV Substation | Waterford (SubstationID: 17073) | St. Charles Parish - J1079 | 57716 | Not Provided by ISO | Not Provided by ISO | Not Provided by ISO | Not Provided by ISO | Not Provided by ISO
MISO | J1080 | 2018-03-12 | Wind | 99 | Illinois | Dewitt County /mclean County | Withdrawn/not Started | Ameren Illinois | Brokaw - Clinton 345kV Line Tap | Brokaw (SubstationID: 20215) - Clinton-Latham (SubstationID: 887) | DeWitt County,McLean County - J1080 | 57783 | Not Provided by ISO | Not Provided by ISO | Not Provided by ISO | Not Provided by ISO | Not Provided by ISO
MISO | J1081 | 2018-03-12 | Wind | 300 | Minnesota | Polk County | Withdrawn/not Started | Otter Tail Power Company | Winger 115kV Substation | Winger (SubstationID: 10943) | Polk County - J1081 | 57768 | Not Provided by ISO | Not Provided by ISO | Not Provided by ISO | Not Provided by ISO | Not Provided by ISO
MISO | J1082 | 2018-03-12 | Wind | 400 | Missouri | Grundy County /mercer County | Withdrawn/not Started | Ameren Missouri | Zachary 345 kV Substation | Zachary (SubstationID: 21669) | Grundy County,Mercer County - J1082 | 57697 | Not Provided by ISO | Not Provided by ISO | Not Provided by ISO | Not Provided by ISO | Not Provided by ISO
MISO | J1083 | 2018-03-12 | Solar PV | 70 | Michigan | Eaton County | Withdrawn/not Started | Michigan Electric Transmission Company, LLC | Oneida138kV Substation | Oneida (SubstationID: 31979) | Eaton County - J1083 | 57606 | Not Provided by ISO | Not Provided by ISO | Not Provided by ISO | Not Provided by ISO | Not Provided by ISO
MISO | J1084 | 2018-03-12 | Solar PV | 150 | Iowa | Clinton County | Active/not Started | ITC Midwest | Rock Creek 345 kV Substation | Rock Creek (SubstationID: 32464) | Clinton County - J1084 | 57679 | Not Provided by ISO | Not Provided by ISO | Not Provided by ISO | Not Provided by ISO | Not Provided by ISO
MISO | J1085 | 2018-03-12 | Wind | 300 | Wisconsin | Marathon County /taylor County /wood County | Withdrawn/not Started | American Transmission Co. LLC | Gardner Park - J821 POI - Stone Lake 345 kV Line Tap | Gardner Park (SubstationID: 68) - Stone Lake (SubstationID: 979) | Marathon County,Taylor County,Wood County - J1085 | 57650 | Not Provided by ISO | Not Provided by ISO | Not Provided by ISO | Not Provided by ISO | Not Provided by ISO
MISO | J1086 | 2018-03-12 | Solar PV | 120 | Minnesota | Nobles County | Withdrawn/not Started | ITC Midwest | Elk - Brewster 161 kV Line Tap | Brewster (SubstationID: 71547) - Elk (SubstationID: 30075) | Nobles County - J1086 | 57609 | Not Provided by ISO | Not Provided by ISO | Not Provided by ISO | Not Provided by ISO | Not Provided by ISO
MISO | J1087 | 2018-03-12 | Solar PV | 200 | Missouri | Scott County | Active/not Started | Ameren Missouri | Miner - Kelso 161 kV Line Tap | Kelso (SubstationID: 21556) - Miner (SubstationID: 38380) | Scott County - J1087 | 57710 | Not Provided by ISO | Not Provided by ISO | Not Provided by ISO | Not Provided by ISO | Not Provided by ISO
MISO | J1088 | 2018-03-12 | Solar PV | 150 | Michigan | Shiawassee County | Withdrawn/not Started | Michigan Electric Transmission Company, LLC | Cornell - Layton 138 kV Line Tap |  | Shiawassee County - J1088 | 57691 | Not Provided by ISO | Not Provided by ISO | Not Provided by ISO | Not Provided by ISO | Not Provided by ISO
MISO | J1089 | 2018-03-12 | Solar PV | 170 | Michigan | Shiawassee County | Withdrawn/not Started | Michigan Electric Transmission Company, LLC | Cornell - Bell Rd 138 kV Line Tap |  | Shiawassee County - J1089 | 57685 | Not Provided by ISO | Not Provided by ISO | Not Provided by ISO | Not Provided by ISO | Not Provided by ISO
MISO | J1090 | 2018-03-12 | Solar PV | 90 | Michigan | Ingham County | Withdrawn/not Started | Michigan Electric Transmission Company, LLC | Tompkins - Churchill Jct 138 kV Line Tap | Churchill - Leslie (SubstationID: 25701) - Tompkins (SubstationID: 20737) | Ingham County - J1090 | 57725 | Not Provided by ISO | Not Provided by ISO | Not Provided by ISO | Not Provided by ISO | Not Provided by ISO
MISO | J1091 | 2018-03-12 | Solar PV | 150 | Arkansas | Craighead County | Withdrawn/not Started | Entergy Arkansas, LLC | Power Line Road 161 kV Substation | Power Line Rd (SubstationID: 55914) | Craighead County - J1091 | 57666 | Not Provided by ISO | Not Provided by ISO | Not Provided by ISO | Not Provided by ISO | Not Provided by ISO
MISO | J1092 | 2018-03-12 | Solar PV | 100 | Wisconsin | Saint Croix County | Active/not Started | Northern States Power (Xcel Energy) | Three Lakes 115 kV Substation | Three Lakes (SubstationID: 35720) | Saint Croix County - J1092 | 57801 | Not Provided by ISO | Not Provided by ISO | Not Provided by ISO | Not Provided by ISO | Not Provided by ISO
MISO | J1093 | 2018-03-12 | Solar PV | 200 | Arkansas | Desha County /drew County | Withdrawn/not Started | Entergy Arkansas, LLC | Reed Switch 115kV Substation | Reed (SubstationID: 21789) | Desha County,Drew County - J1093 | 57618 | Not Provided by ISO | Not Provided by ISO | Not Provided by ISO | Not Provided by ISO | Not Provided by ISO
MISO | J1094 | 2018-03-12 | Solar PV | 150 | Illinois | Washington County | Active/not Started | Ameren Illinois | Prest 138kV Switching Station | Prest (Tilden) (SubstationID: 23021) | Washington County - J1094 | 57629 | Not Provided by ISO | Not Provided by ISO | Not Provided by ISO | Not Provided by ISO | Not Provided by ISO
MISO | J1095 | 2018-03-12 | Solar PV | 300 | Mississippi | Desoto County | Withdrawn/not Started | Entergy Mississippi, LLC | Twinkletown 230kV Substation | Twinkletown (SubstationID: 33251) | DeSoto County - J1095 | 57659 | Not Provided by ISO | Not Provided by ISO | Not Provided by ISO | Not Provided by ISO | Not Provided by ISO
MISO | J1096 | 2018-03-12 | Solar PV | 150 | Illinois | Saline County | Active/not Started | Ameren Illinois | Norris City North - Muddy 138 kV Line | Muddy (SubstationID: 22980) - Norris City North (SubstationID: 22985) | Saline County - J1096 | 57671 | Not Provided by ISO | Not Provided by ISO | Not Provided by ISO | Not Provided by ISO | Not Provided by ISO
MISO | J1097 | 2018-03-12 | Solar PV | 500 | Arkansas | Lonoke County /pulaski County | Withdrawn/not Started | Entergy Arkansas, LLC | KEO EHV 500 kV Substation | Keo Substation (SubstationID: 44826) | Lonoke County,Pulaski County - J1097 | 57769 | Not Provided by ISO | Not Provided by ISO | Not Provided by ISO | Not Provided by ISO | Not Provided by ISO
MISO | J1098 | 2018-03-12 | Solar PV | 40 | Minnesota | Jackson County | Withdrawn/not Started | Northern States Power (Xcel Energy) | Lakefield 345 kV Substation | Lakefield Junction (SubstationID: 13005) | Jackson County - J1098 | 57628 | Not Provided by ISO | Not Provided by ISO | Not Provided by ISO | Not Provided by ISO | Not Provided by ISO
MISO | J1099 | 2018-03-12 | Solar PV | 200 | Louisiana | Iberville Parish | Withdrawn/not Started | Entergy Louisiana, LLC | Derrick 230 kV Substation | Derrick (SubstationID: 29870) | Iberville Parish - J1099 | 57785 | Not Provided by ISO | Not Provided by ISO | Not Provided by ISO | Not Provided by ISO | Not Provided by ISO
MISO | J1100 | 2018-03-12 | Solar PV | 200 | Texas | Grimes County | Withdrawn/not Started | Entergy Texas, Inc. | Grimes 345 kV Substation | Grimes (SubstationID: 20095) | Grimes County - J1100 | 57647 | Not Provided by ISO | Not Provided by ISO | Not Provided by ISO | Not Provided by ISO | Not Provided by ISO
MISO | J1102 | 2018-03-12 | Solar PV | 70 | Illinois | Logan County | Active/not Started | Ameren Illinois | Fogarty 138 kV Substation | Fogarty (Kickapoo Tap) (SubstationID: 21306) | Logan County - J1102 | 57732 | Not Provided by ISO | Not Provided by ISO | Not Provided by ISO | Not Provided by ISO | Not Provided by ISO
MISO | J1105 | 2018-03-12 | Solar PV | 200 | Minnesota | Dakota County | Withdrawn/not Started | Northern States Power (Xcel Energy) | Hampton Corners 345 kV Substation | Hampton (SubstationID: 528) | Dakota County - J1105 | 57766 | Not Provided by ISO | Not Provided by ISO | Not Provided by ISO | Not Provided by ISO | Not Provided by ISO
MISO | J1106 | 2018-03-12 | Wind | 414 | Minnesota | Redwood County | Withdrawn/not Started | Great River Energy | Lyon County - Cedar Mountain 345 kV Circuit 2 Line | Cedar Mountain (SubstationID: 524) - Lyon County (SubstationID: 519) - Plum Creek Wind Farm (SubstationID: 54663) | Plum Creek | 57924 | Not Provided by ISO | Not Provided by ISO | Not Provided by ISO | Not Provided by ISO | Not Provided by ISO
MISO | J1107 | 2018-03-12 | Solar PV | 200 | Missouri | Cape Girardeau County | Active/not Started | Ameren Missouri | Kelso - Lutesville 345 kV Line Tap | Kelso (SubstationID: 21556) - Lutesville (SubstationID: 14106) | Cape Girardeau County - J1107 | 57632 | Not Provided by ISO | Not Provided by ISO | Not Provided by ISO | Not Provided by ISO | Not Provided by ISO
MISO | J1108 | 2018-03-12 | Solar PV | 150 | Minnesota | Douglas County | Withdrawn/not Started | Missouri River Energy Services (MRES) | Alexandria 345 kV Substation | Alexandria (SubstationID: 18253) | Douglas County - J1108 | 57639 | Not Provided by ISO | Not Provided by ISO | Not Provided by ISO | Not Provided by ISO | Not Provided by ISO
MISO | J1109 | 2018-03-12 | Wind | 207 | North Dakota | Cass County | Withdrawn/not Started | Northern States Power (Xcel Energy) | Bison 345kV Substation | Bison (SubstationID: 997) | Cass County - J1109 | 57652 | Not Provided by ISO | Not Provided by ISO | Not Provided by ISO | Not Provided by ISO | Not Provided by ISO
MISO | J958 | 2018-03-12 | Wind | 100 | Minnesota | Lincoln County | Withdrawn/not Started | Northern States Power (Xcel Energy) | Buffalo Ridge 115kV Substation | Buffalo Ridge (SubstationID: 13006) | Lincoln County - J958 | 57763 | Not Provided by ISO | Not Provided by ISO | Not Provided by ISO | Not Provided by ISO | Not Provided by ISO
MISO | J959 | 2018-03-12 | Wind | 150 | Iowa | Fayette County | Withdrawn/not Started | SMMPA | Windsor 161kV Substation | Windsor (SubstationID: 55762) | Fayette County - J959 | 57729 | Not Provided by ISO | Not Provided by ISO | Not Provided by ISO | Not Provided by ISO | Not Provided by ISO
MISO | J960 | 2018-03-12 | Wind | 400 | Michigan | Presque Isle County | Withdrawn/not Started | Michigan Electric Transmission Company, LLC | Livingston 345kV Substation | Livingston (SubstationID: 18707) | Presque Isle County - J960 | 57621 | Not Provided by ISO | Not Provided by ISO | Not Provided by ISO | Not Provided by ISO | Not Provided by ISO
MISO | J961 | 2018-03-12 | Solar PV | 150 | Louisiana | West Baton Rouge Parish | Withdrawn/not Started | Entergy Louisiana, LLC | Livonia - Wilbert 138 kV Line Tap | Livonia (SubstationID: 28516) - Wilbert (SubstationID: 28531) | West Baton Rouge Parish - J961 | 57794 | Not Provided by ISO | Not Provided by ISO | Not Provided by ISO | Not Provided by ISO | Not Provided by ISO
MISO | J962 | 2018-03-12 | Solar PV | 100 | Mississippi | Desoto County | Done/under Construction | Entergy Mississippi, LLC | Twinkletown 230 kV Substation | Twinkletown (SubstationID: 33251) | DeSoto County - J962 | 57755 | Not Provided by ISO | Not Provided by ISO | Not Provided by ISO | Not Provided by ISO | Not Provided by ISO
MISO | J964 | 2018-03-12 | Solar PV | 70 | Mississippi | Hinds County | Withdrawn/not Started | Entergy Mississippi, LLC | Edwards - Bolton 115kV Line Tap | Bolton (SubstationID: 29206) - Edwards (SubstationID: 30056) | Hinds County - J964 | 57646 | Not Provided by ISO | Not Provided by ISO | Not Provided by ISO | Not Provided by ISO | Not Provided by ISO
MISO | J965 | 2018-03-12 | Wind | 150 | Minnesota | Cottonwood County | Withdrawn/not Started | Xcel Energy | Lakefield Generation SW 345kV Substation | Lakefield Junction (SubstationID: 13005) | Cottonwood County - J965 | 57701 | Not Provided by ISO | Not Provided by ISO | Not Provided by ISO | Not Provided by ISO | Not Provided by ISO
MISO | J966 | 2018-03-12 | Wind | 400 | Missouri | Putnam County /sullivan County | Withdrawn/not Started | Ameren Transmission Company of Illinois | Zachary 345kV Substation | Zachary (SubstationID: 21669) | Putnam County,Sullivan County - J966 | 57682 | Not Provided by ISO | Not Provided by ISO | Not Provided by ISO | Not Provided by ISO | Not Provided by ISO
MISO | J967 | 2018-03-12 | Wind | 150 | Minnesota | Mower County | Active/not Started | Northern States Power (Xcel Energy) | Adams 345kV Substation | Adams (SubstationID: 956) | Mower County - J967 | 57610 | Not Provided by ISO | Not Provided by ISO | Not Provided by ISO | Not Provided by ISO | Not Provided by ISO
MISO | J968 | 2018-03-12 | Wind | 200 | Indiana | Jasper County /white County | Active/not Started | Northern Indiana Public Service Company | Reynolds 345kV Substation | Reynolds (SubstationID: 1430) | Jasper County,White County - J968 | 57608 | Not Provided by ISO | Not Provided by ISO | Not Provided by ISO | Not Provided by ISO | Not Provided by ISO
MISO | J969 | 2018-03-12 | Solar PV | 100 | Michigan | Tuscola County | Withdrawn/not Started | ITC Transmission | Kirk 345kV Substation | Kirk (SubstationID: 55686) | Tuscola County - J969 | 57624 | Not Provided by ISO | Not Provided by ISO | Not Provided by ISO | Not Provided by ISO | Not Provided by ISO
MISO | J970 | 2018-03-12 | Solar PV | 50 | Michigan | Oscoda County | Withdrawn/not Started | Michigan Electric Transmission Company, LLC | Mio Dam - Gaylord 138 kV Line Tap |  | Oscoda County - J970 | 57680 | Not Provided by ISO | Not Provided by ISO | Not Provided by ISO | Not Provided by ISO | Not Provided by ISO
MISO | J971 | 2018-03-12 | Wind | 250 | Minnesota | Nobles County | Withdrawn/not Started | Northern States Power (Xcel Energy) | Nobles Co - Fenton 115 kV Line tap | Fenton (SubstationID: 530) - Nobles (SubstationID: 531) | Nobles County - J971 | 57803 | Not Provided by ISO | Not Provided by ISO | Not Provided by ISO | Not Provided by ISO | Not Provided by ISO
MISO | J972 | 2018-03-12 | Solar PV | 140 | Arkansas | St. Francis County | Withdrawn/not Started | Entergy Arkansas, LLC | Hughes-Forest City South 161kv line | Forrest City South (SubstationID: 28194) - Hughes (SubstationID: 28208) | St. Francis County - J972 | 57761 | Not Provided by ISO | Not Provided by ISO | Not Provided by ISO | Not Provided by ISO | Not Provided by ISO
MISO | J973 | 2018-03-12 | Wind | 250 | Illinois | Coles County /edgar County | Withdrawn/not Started | Ameren Transmission Company of Illinois | Kansas West 345kV Substation | Kansas West (SubstationID: 22948) | Coles County,Edgar County - J973 | 57658 | Not Provided by ISO | Not Provided by ISO | Not Provided by ISO | Not Provided by ISO | Not Provided by ISO
MISO | J974 | 2018-03-12 | Wind | 250 | Illinois | Fulton County /peoria County | Active/not Started | Ameren Illinois | Mapleridge 345kV Switching Station | Maple Ridge (SubstationID: 13274) | Fulton County,Peoria County - J974 | 57656 | Not Provided by ISO | Not Provided by ISO | Not Provided by ISO | Not Provided by ISO | Not Provided by ISO
MISO | J975 | 2018-03-12 | Wind | 150 | North Dakota | Cass County | Active/not Started | Otter Tail Power Company | Buffalo 115kV Substation | Buffalo (SubstationID: 21495) | Cass County - J975 | 57706 | Not Provided by ISO | Not Provided by ISO | Not Provided by ISO | Not Provided by ISO | Not Provided by ISO
MISO | J976 | 2018-03-12 | Solar PV | 300 | Missouri | Warren County | Active/not Started | Ameren Missouri | Montgomery - Enon 345kV Line Tap | Enon (SubstationID: 71795) - Montgomery (SubstationID: 38456) | Warren County - J976 | 57693 | Not Provided by ISO | Not Provided by ISO | Not Provided by ISO | Not Provided by ISO | Not Provided by ISO
MISO | J977 | 2018-03-12 | Wind | 300 | Minnesota | Jackson County /martin County | Withdrawn/not Started | ITC Midwest | Jackson North 161kV Substation | Jackson North (SubstationID: 19455) | Jackson County,Martin County - J977 | 57622 | Not Provided by ISO | Not Provided by ISO | Not Provided by ISO | Not Provided by ISO | Not Provided by ISO
MISO | J978 | 2018-03-12 | Wind | 100 | Michigan | Montcalm County | Withdrawn/not Started | Michigan Electric Transmission Company, LLC | Eureka - Vestaburg 138kV Line Tap | Vestaburg (SubstationID: 18041) | Montcalm County - J978 | 57772 | Not Provided by ISO | Not Provided by ISO | Not Provided by ISO | Not Provided by ISO | Not Provided by ISO
MISO | J979 | 2018-03-12 | Wind | 200 | Illinois | Christian County | Active/not Started | Ameren Transmission Company of Illinois | Pana Substation 345kV Bus | Pana (SubstationID: 13986) | Christian County - J979 | 57698 | Not Provided by ISO | Not Provided by ISO | Not Provided by ISO | Not Provided by ISO | Not Provided by ISO
MISO | J980 | 2018-03-12 | Wind | 200 | Illinois | Christian County | Withdrawn/not Started | Ameren Transmission Company of Illinois | Pana Substation 345kV Bus | Pana (SubstationID: 13986) | Christian County - J980 | 57631 | Not Provided by ISO | Not Provided by ISO | Not Provided by ISO | Not Provided by ISO | Not Provided by ISO
MISO | J981 | 2018-03-12 | Wind | 200 | Iowa | Washington County | Withdrawn/not Started | MidAmerican Energy Company | Sub T 345kV substation | Sub T (SubstationID: 46522) | Washington County - J981 | 57810 | Not Provided by ISO | Not Provided by ISO | Not Provided by ISO | Not Provided by ISO | Not Provided by ISO
MISO | J982 | 2018-03-12 | Wind | 300 | Iowa | Dickinson County /emmet County | Active/not Started | MidAmerican Energy Company | Obrien County - Kossuth 345 kV Line Tap | Kossuth County (SubstationID: 41022) | Dickinson County,Emmet County - J982 | 57677 | Not Provided by ISO | Not Provided by ISO | Not Provided by ISO | Not Provided by ISO | Not Provided by ISO
MISO | J983 | 2018-03-12 | Wind | 100 | Illinois | Brown County /lasalle County | Withdrawn/not Started | Ameren Illinois | Oglesby - Minonk Tap 138kV Line Tap | Minonk (SubstationID: 20068) - Oglesby (SubstationID: 21545) | Brown County,LaSalle County - J983 | 57815 | Not Provided by ISO | Not Provided by ISO | Not Provided by ISO | Not Provided by ISO | Not Provided by ISO
MISO | J984 | 2018-03-12 | Wind | 200 | Michigan | Gratiot County | Active/not Started | Michigan Electric Transmission Company, LLC | Nelson Road ñ Murphy 345kV line | Murphy (SubstationID: 55566) - Nelson Road (SubstationID: 21498) | Heartland Farms | 57662 | Not Provided by ISO | Not Provided by ISO | Not Provided by ISO | Not Provided by ISO | Not Provided by ISO
MISO | J985 | 2018-03-12 | Solar PV | 120 | Missouri | Scott County | Withdrawn/not Started | Ameren Missouri | Miner - Kelso 161kV Line Tap | Kelso (SubstationID: 21556) - Miner (SubstationID: 38380) | Scott County - J985 | 57613 | Not Provided by ISO | Not Provided by ISO | Not Provided by ISO | Not Provided by ISO | Not Provided by ISO
MISO | J986 | 2018-03-12 | Solar PV | 149.76 | Wisconsin | Wood County | Active/not Started | American Transmission Co. LLC | Port Edwards - Sand Lake 138kV | Port Edwards (SubstationID: 23524) - Sand Lake (SubstationID: 34132) - Wood County Switching Station (SubstationID: 56841) | Wood County Solar Project | 57694 | Not Provided by ISO | Not Provided by ISO | Not Provided by ISO | Not Provided by ISO | Not Provided by ISO
MISO | J987 | 2018-03-12 | Solar PV | 100 | Missouri | Montgomery County | Active/not Started | Ameren Missouri | Montgomery 161kV Substation | Montgomery (SubstationID: 38456) | Montgomery County - J987 | 57681 | Not Provided by ISO | Not Provided by ISO | Not Provided by ISO | Not Provided by ISO | Not Provided by ISO
MISO | J988 | 2018-03-12 | Solar PV | 200 | Mississippi | Wayne County | Withdrawn/not Started | Cooperative Energy | W Waynesboro 230kV Substation | Missionary (SubstationID: 44096) - Waynesboro (SubstationID: 10408) | Wayne County - J988 | 57625 | Not Provided by ISO | Not Provided by ISO | Not Provided by ISO | Not Provided by ISO | Not Provided by ISO
MISO | J990 | 2018-03-12 | Solar PV | 150 | Iowa | Dubuque County | Withdrawn/not Started | ITC Midwest | Salem 345kV Substation | Salem (SubstationID: 20684) | Dubuque County - J990 | 57800 | Not Provided by ISO | Not Provided by ISO | Not Provided by ISO | Not Provided by ISO | Not Provided by ISO
MISO | J991 | 2018-03-12 | Solar PV | 200 | Illinois | Clay County | Active/not Started | Ameren Illinois | Xenia 345kV Switching Station | Xenia (SubstationID: 55764) | Clay County - J991 | 57667 | Not Provided by ISO | Not Provided by ISO | Not Provided by ISO | Not Provided by ISO | Not Provided by ISO
MISO | J992 | 2018-03-12 | Solar PV | 200 | Indiana | Cass County | Active/not Started | Duke Energy Indiana | Walton 230kV Substation | Walton (SubstationID: 27036) | Cass County - J992 | 57634 | Not Provided by ISO | Not Provided by ISO | Not Provided by ISO | Not Provided by ISO | Not Provided by ISO
MISO | J993 | 2018-03-12 | Solar PV | 200 | Indiana | Boone County | Active/not Started | Indianapolis Power & Light Company | Hortonville - Whitestown 345kV Line Tap | Frankfort (SubstationID: 13993) - Hortonville (SubstationID: 27026) - New London (SubstationID: 21400) - Whitestown (Boone) (SubstationID: 37100) | Brickyard Solar | 57676 | Not Provided by ISO | Not Provided by ISO | Not Provided by ISO | Not Provided by ISO | Not Provided by ISO
MISO | J994 | 2018-03-12 | Solar PV | 100 | Missouri | Callaway County | Active/not Started | Ameren Missouri | Guthrie 161 kV Substation | Guthrie (SubstationID: 35063) | Callaway County - J994 | 57734 | Not Provided by ISO | Not Provided by ISO | Not Provided by ISO | Not Provided by ISO | Not Provided by ISO
MISO | J995 | 2018-03-12 | Solar PV | 100 | Illinois | Brown County /jersey County | Withdrawn/not Started | Ameren Illinois | NW Jerseyville Northwest Substation 138kV Bus | Jerseyville (SubstationID: 23153) | Brown County,Jersey County - J995 | 57781 | Not Provided by ISO | Not Provided by ISO | Not Provided by ISO | Not Provided by ISO | Not Provided by ISO
MISO | J996 | 2018-03-12 | Solar PV | 80 | Michigan | Lenawee County | Active/not Started | Michigan Electric Transmission Company, LLC | Beecher - Moraco 138kV Line | Beecher (SubstationID: 25671) - Morocco (SubstationID: 20726) | Lenawee County - J996 | 57805 | Not Provided by ISO | Not Provided by ISO | Not Provided by ISO | Not Provided by ISO | Not Provided by ISO
MISO | J997 | 2018-03-12 | Solar PV | 200 | North Dakota | Lamoure County | Withdrawn/not Started | Montana-Dakota Utilities Co. | Ellendale 345 kV Sub, 230 kV Bus - 661098 | Ellendale (SubstationID: 13224) | LaMoure County - J997 | 57739 | Not Provided by ISO | Not Provided by ISO | Not Provided by ISO | Not Provided by ISO | Not Provided by ISO
MISO | J998 | 2018-03-12 | Solar PV | 50 | Iowa | Dallas County | Withdrawn/not Started | MidAmerican Energy Company | Adel - Waukee 69kV Line Tap |  | Dallas County - J998 | 57702 | Not Provided by ISO | Not Provided by ISO | Not Provided by ISO | Not Provided by ISO | Not Provided by ISO
MISO | J999 | 2018-03-12 | Solar PV | 100 | Iowa | Linn County | Withdrawn/not Started | ITC Midwest | Fairfax 161kV Substation | Fairfax (SubstationID: 30155) | Linn County - J999 | 57818 | Not Provided by ISO | Not Provided by ISO | Not Provided by ISO | Not Provided by ISO | Not Provided by ISO
MISO | J1000 | 2018-03-12 | Solar PV | 50 | Wisconsin | Grant County | Active/not Started | American Transmission Co. LLC | Nelson Dewey - Lancaster 138kV Line | Nelson Dewey (SubstationID: 914) | Grant County - J1000 | 57736 | Not Provided by ISO | Not Provided by ISO | Not Provided by ISO | Not Provided by ISO | Not Provided by ISO
MISO | J1001 | 2018-03-12 | Solar PV | 40 | Minnesota | Lincoln County | Withdrawn/not Started | Northern States Power (Xcel Energy) | Buffalo Ridge 115kV Substation | Buffalo Ridge (SubstationID: 13006) | Lincoln County - J1001 | 57767 | Not Provided by ISO | Not Provided by ISO | Not Provided by ISO | Not Provided by ISO | Not Provided by ISO
MISO | J1002 | 2018-03-12 | Solar PV | 99 | Wisconsin | Waushara County | Active/not Started | American Transmission Co. LLC | Wautoma 138kV Switchyard | Wautoma (SubstationID: 20183) | Waushara County - J1002 | 57695 | Not Provided by ISO | Not Provided by ISO | Not Provided by ISO | Not Provided by ISO | Not Provided by ISO
MISO | J1003 | 2018-03-12 | Solar PV | 50 | Wisconsin | Dodge County | Active/not Started | American Transmission Co. LLC | North Beaver Dam 69 kV Substation | North Beaver Dam (SubstationID: 339) | Dodge County - J1003 | 57604 | Not Provided by ISO | Not Provided by ISO | Not Provided by ISO | Not Provided by ISO | Not Provided by ISO
MISO | J1004 | 2018-03-12 | Wind | 800 | Michigan | Mecosta County /montcalm County | Withdrawn/not Started | Michigan Electric Transmission Company, LLC | Kenowa - Nelson Road 345kV Line Tap | Kenowa (SubstationID: 19477) - Nelson Road (SubstationID: 21498) | Mecosta County, Montcalm County - J1004 | 57626 | Not Provided by ISO | Not Provided by ISO | Not Provided by ISO | Not Provided by ISO | Not Provided by ISO
MISO | J1005 | 2018-03-12 | Solar PV | 200 | Michigan | Midland County /saginaw County | Withdrawn/not Started | Michigan Electric Transmission Company, LLC | Murphy 345kV Substation | Murphy (SubstationID: 55566) | Midland County,Saginaw County - J1005 | 57648 | Not Provided by ISO | Not Provided by ISO | Not Provided by ISO | Not Provided by ISO | Not Provided by ISO
MISO | J1006 | 2018-03-12 | Solar PV | 100 | South Dakota | Brookings County | Withdrawn/not Started | Northern States Power (Xcel Energy) | Brookings - Yankee 115kV Line Tap |  | Brookings County - J1006 | 57764 | Not Provided by ISO | Not Provided by ISO | Not Provided by ISO | Not Provided by ISO | Not Provided by ISO
MISO | J1007 | 2018-03-12 | Solar PV | 200 | Arkansas | Crittenden County | Done/under Construction | Entergy Arkansas, LLC | Marion - Marked Tree 161kV Line Tap | Marion (SubstationID: 28215) - Marked Tree (Entergy) (SubstationID: 28216) | Crittenden County - J1007 | 57708 | Not Provided by ISO | Not Provided by ISO | Not Provided by ISO | Not Provided by ISO | Not Provided by ISO
MISO | J1008 | 2018-03-12 | Solar PV | 50 | Minnesota | Faribault County | Withdrawn/not Started | ITC Midwest | Blue Earth IPL - Blue Earth 69kV Line Tap | Blue Earth (SubstationID: 19439) | Faribault County - J1008 | 57635 | Not Provided by ISO | Not Provided by ISO | Not Provided by ISO | Not Provided by ISO | Not Provided by ISO
MISO | J1009 | 2018-03-12 | Solar PV | 400 | Wisconsin | Kenosha County /racine County | Withdrawn/not Started | American Transmission Co. LLC | Pleasant Prairie - Racine 345kV Line Tap | Pleasant Prairie (SubstationID: 17532) - Racine (SubstationID: 21357) | Kenosha County,Racine County - J1009 | 57684 | Not Provided by ISO | Not Provided by ISO | Not Provided by ISO | Not Provided by ISO | Not Provided by ISO
MISO | J1010 | 2018-03-12 | Solar PV | 400 | Wisconsin | Kenosha County /racine County | Withdrawn/not Started | American Transmission Co. LLC | Arcadian - Zion 345kV Line Tap | Arcadian (SubstationID: 23286) | Kenosha County,Racine County - J1010 | 57673 | Not Provided by ISO | Not Provided by ISO | Not Provided by ISO | Not Provided by ISO | Not Provided by ISO
MISO | J1011 | 2018-03-12 | Solar PV | 400 | Wisconsin | Kenosha County /racine County | Withdrawn/not Started | American Transmission Co. LLC | Arcadian - Zion 345kV Line Tap | Arcadian (SubstationID: 23286) | Kenosha County,Racine County - J1011 | 57718 | Not Provided by ISO | Not Provided by ISO | Not Provided by ISO | Not Provided by ISO | Not Provided by ISO
MISO | J1012 | 2018-03-12 | Solar PV | 100 | Illinois | Scott County | Withdrawn/not Started | Prairie Power, Inc. | Jacksonville Ind. Park - Winchester 138kV Line Tap | Jacksonville (SubstationID: 10173) - Winchester (SubstationID: 10175) | Scott County - J1012 | 57808 | Not Provided by ISO | Not Provided by ISO | Not Provided by ISO | Not Provided by ISO | Not Provided by ISO
MISO | J1013 | 2018-03-12 | Solar PV | 80 | Michigan | Branch County | Withdrawn/not Started | Michigan Electric Transmission Company, LLC | Batavia 138kV Substation | Batavia (SubstationID: 20755) | Branch County - J1013 | 57654 | Not Provided by ISO | Not Provided by ISO | Not Provided by ISO | Not Provided by ISO | Not Provided by ISO
MISO | J1014 | 2018-03-12 | Solar PV | 80 | Michigan | Jackson County | Withdrawn/not Started | Michigan Electric Transmission Company, LLC | Tompkins - Blackstone 138kV Line | Blackstone (SubstationID: 25680) - Tompkins (SubstationID: 20737) | Jackson County - J1014 | 57789 | Not Provided by ISO | Not Provided by ISO | Not Provided by ISO | Not Provided by ISO | Not Provided by ISO
MISO | J1015 | 2018-03-12 | Solar PV | 80 | Michigan | Otsego County | Withdrawn/not Started | Michigan Electric Transmission Company, LLC | Gaylord 138kV Substation | Gaylord - Consumers (SubstationID: 18724) | Otsego County - J1015 | 57664 | Not Provided by ISO | Not Provided by ISO | Not Provided by ISO | Not Provided by ISO | Not Provided by ISO
MISO | J1016 | 2018-03-12 | Solar PV | 50 | Indiana | Gibson County | Withdrawn/not Started | Southern Indiana Gas & Electric Company d/b/a Vectren Energy Delivery of Indiana, Inc. | Francisco - Toyota Z75 138kV Line Tap | Francisco (SubstationID: 34455) - Toyota (SubstationID: 35769) | Gibson County - J1016 | 57663 | Not Provided by ISO | Not Provided by ISO | Not Provided by ISO | Not Provided by ISO | Not Provided by ISO
MISO | J1017 | 2018-03-12 | Wind | 125 | Indiana | Carroll County /white County | Withdrawn/not Started | Duke Energy | Springboro 138 kV Substation | Springboro (SubstationID: 35100) | Carroll County,White County - J1017 | 57765 | Not Provided by ISO | Not Provided by ISO | Not Provided by ISO | Not Provided by ISO | Not Provided by ISO
MISO | J1018 | 2018-03-12 | Wind | 150 | Indiana | Miami County | Withdrawn/not Started | Duke Energy | Peru South East - Greentown 230 kV Line Tap | Greentown (SubstationID: 1244) - Peru (SubstationID: 18599) | Miami County - J1018 | 57804 | Not Provided by ISO | Not Provided by ISO | Not Provided by ISO | Not Provided by ISO | Not Provided by ISO
MISO | J1019 | 2018-03-12 | Wind | 150 | Missouri | Boone County | Withdrawn/not Started | Ameren Missouri | Overton - McCredie 345 kV Line Tap | McCredie (SubstationID: 72205) - Overton (SubstationID: 39504) | Boone County - J1019 | 57793 | Not Provided by ISO | Not Provided by ISO | Not Provided by ISO | Not Provided by ISO | Not Provided by ISO
MISO | J1020 | 2018-03-12 | Solar PV | 250 | Mississippi | Jasper County | Withdrawn/not Started | Cooperative Energy | Missionary 230kV Substation | Missionary (SubstationID: 44096) | Jasper County - J1020 | 57623 | Not Provided by ISO | Not Provided by ISO | Not Provided by ISO | Not Provided by ISO | Not Provided by ISO
MISO | J1021 | 2018-03-12 | Wind | 200 | Illinois | Piatt County | Withdrawn/not Started | Ameren Illinois | Goose Creek 345kV Switchyard | Goose Creek Energy Center (SubstationID: 17236) | Piatt County - J1021 | 57703 | Not Provided by ISO | Not Provided by ISO | Not Provided by ISO | Not Provided by ISO | Not Provided by ISO
MISO | J1022 | 2018-03-12 | Wind | 150 | Illinois | Mclean County | Active/not Started | Ameren Illinois | Weedman Substation 138kV Bus | Weedman (SubstationID: 23031) | McLean County - J1022 | 57813 | Not Provided by ISO | Not Provided by ISO | Not Provided by ISO | Not Provided by ISO | Not Provided by ISO
MISO | J1023 | 2018-03-12 | Solar PV | 82 | Arkansas | Mississippi County | Withdrawn/not Started | Entergy Arkansas, LLC | Osceola - Wilson 161 kV Line Tap | Osceola (SubstationID: 28234) - Wilson (SubstationID: 28261) | Mississippi County - J1023 | 57756 | Not Provided by ISO | Not Provided by ISO | Not Provided by ISO | Not Provided by ISO | Not Provided by ISO
MISO | J1024 | 2018-03-12 | Wind | 200 | Missouri | Nodaway County | Withdrawn/not Started | MidAmerican Energy Company | Maryville - Clarinda 161 kV Line Tap | Maryville (SubstationID: 28754) | Nodaway County - J1024 | 57799 | Not Provided by ISO | Not Provided by ISO | Not Provided by ISO | Not Provided by ISO | Not Provided by ISO
MISO | J1025 | 2018-03-12 | Wind | 300 | Missouri | Knox County | Active/not Started | Ameren Transmission Company of Illinois | Zachary - Maywood 345 kV Line Tap | Maywood (SubstationID: 19656) - Zachary (SubstationID: 21669) | Knox County - J1025 | 57728 | Not Provided by ISO | Not Provided by ISO | Not Provided by ISO | Not Provided by ISO | Not Provided by ISO
MISO | J1026 | 2018-03-12 | Wind | 400 | Missouri | Audrain County /ralls County | Active/not Started | Ameren Missouri | Maywood - Spencer Creek 345 kV Line Tap | Maywood (SubstationID: 19656) - Spencer Creek Sw (SubstationID: 35090) | Audrain County,Ralls County - J1026 | 57711 | Not Provided by ISO | Not Provided by ISO | Not Provided by ISO | Not Provided by ISO | Not Provided by ISO
MISO | J1027 | 2018-03-12 | Solar PV | 150 | Indiana | Pike County | Active/not Started | Hoosier Energy | Ratts 161 kV Substation | Ratts (SubstationID: 10730) | Ratts 1 Solar Project | 57788 | Not Provided by ISO | Not Provided by ISO | Not Provided by ISO | Not Provided by ISO | Not Provided by ISO
MISO | J1028 | 2018-03-12 | Solar PV | 150 | Indiana | Pike County | Active/not Started | Hoosier Energy | Ratts - Victory 161 kV Line Tap | Ratts (SubstationID: 10730) - Victory - Jasper (SubstationID: 36231) | Pike County - J1028 | 57798 | Not Provided by ISO | Not Provided by ISO | Not Provided by ISO | Not Provided by ISO | Not Provided by ISO
MISO | J1029 | 2018-03-12 | Solar PV | 200 | Louisiana | East Feliciana Parish | Withdrawn/not Started | Entergy Louisiana, LLC | Fancy Point 230 kV Substation | Fancy Point (SubstationID: 21609) | East Feliciana Parish - J1029 | 57802 | Not Provided by ISO | Not Provided by ISO | Not Provided by ISO | Not Provided by ISO | Not Provided by ISO
MISO | J1030 | 2018-03-12 | Solar PV | 150 | Texas | Polk County | Done/under Construction | Entergy Texas, Inc. | Poco - Menard 138kV Line Tao | Menard (SubstationID: 31497) - Poco (SubstationID: 72413) | Umbriel Solar | 57714 | Not Provided by ISO | Not Provided by ISO | Not Provided by ISO | Not Provided by ISO | Not Provided by ISO
MISO | J1031 | 2018-03-12 | Wind | 150 | Indiana | Henry County | Withdrawn/not Started | Duke Energy Indiana | Fall Creek - New Castle 138 kV Line Tap | New Castle I Ave (SubstationID: 27085) | Henry County - J1031 | 57643 | Not Provided by ISO | Not Provided by ISO | Not Provided by ISO | Not Provided by ISO | Not Provided by ISO
MISO | J1034 | 2018-03-12 | Solar PV | 225 | Missouri | Stoddard County | Active/not Started | Ameren Missouri | Stoddard - Morley 161kV Line Tap | Stoddart (SubstationID: 41673) | Stoddard County - J1034 | 57806 | Not Provided by ISO | Not Provided by ISO | Not Provided by ISO | Not Provided by ISO | Not Provided by ISO
MISO | J1035 | 2018-03-12 | Solar PV | 75 | Illinois | Washington County | Withdrawn/not Started | Ameren Illinois | Fayetteville - Marigold 138 kV Line Tap | Fayetteville Bee Holw Rd (SubstationID: 22923) - Marigold (SubstationID: 22964) | Washington County - J1035 | 57776 | Not Provided by ISO | Not Provided by ISO | Not Provided by ISO | Not Provided by ISO | Not Provided by ISO
MISO | J1036 | 2018-03-12 | Solar PV | 130 | Minnesota | Cottonwood County | Withdrawn/not Started | Xcel Energy | Lakefield Generation SW 345kV Substation | Lakefield Junction (SubstationID: 13005) | Cottonwood County - J1036 | 57649 | Not Provided by ISO | Not Provided by ISO | Not Provided by ISO | Not Provided by ISO | Not Provided by ISO
MISO | J1038 | 2018-03-12 | Solar PV | 32.5 | Minnesota | Grant County | Withdrawn/not Started | Otter Tail Power Company | Grant Co. - E. Fergus Falls - Hoot Lake 115 kV Line Tap |  | Grant County - J1038 | 57738 | Not Provided by ISO | Not Provided by ISO | Not Provided by ISO | Not Provided by ISO | Not Provided by ISO
MISO | J1040 | 2018-03-12 | Wind | 250 | North Dakota | Mcintosh County | Active/not Started | Montana-Dakota Utilities Co. | Wishek Junction 230 kV Substation | Wishek Jct. (SubstationID: 33624) | Badger Wind | 71294 | Not Provided by ISO | Not Provided by ISO | Not Provided by ISO | Not Provided by ISO | Not Provided by ISO
MISO | J1043 | 2018-03-12 | Wind | 374.4 | Michigan | Montcalm County | Active/not Started | Michigan Electric Transmission Company, LLC | Vergennes - Nelson Rd 345 kV Line Tap | Nelson (SubstationID: 25212) - Vergennes (SubstationID: 33315) | Montcalm County - J1043 | 57661 | Not Provided by ISO | Not Provided by ISO | Not Provided by ISO | Not Provided by ISO | Not Provided by ISO
MISO | J1044 | 2018-03-12 | Solar PV | 200 | Wisconsin | Walworth County | Withdrawn/not Started | American Transmission Co. LLC | North Lake Geneva - Sugar Creek - Burlington 138kV Line Tap | Burlington (SubstationID: 38734) - North Lake Geneva (SubstationID: 19207) - Sugar Creek (SubstationID: 23569) | Walworth County - J1044 | 57713 | Not Provided by ISO | Not Provided by ISO | Not Provided by ISO | Not Provided by ISO | Not Provided by ISO
MISO | J1190 | 2019-01-22 | Solar PV | 200 | Iowa | Clinton County | Active/not Started | ITC Midwest | Calamus East 161 kV Substation | Calamus East (SubstationID: 19602) | Clinton County - J1190 | 61516 | Not Provided by ISO | Not Provided by ISO | Not Provided by ISO | Not Provided by ISO | Not Provided by ISO
MISO | J1191 | 2019-02-04 | Solar PV | 64 | Missouri | Boone County | Active/not Started | City of Columbia, MO | Bolstad 69 kV Substation | Bolstad (SubstationID: 42964) | Boone County - J1191 | 61517 | Not Provided by ISO | Not Provided by ISO | Not Provided by ISO | Not Provided by ISO | Not Provided by ISO
MISO | J1192 | 2019-03-25 | Solar PV | 35 | Michigan | Eaton County | Active/not Started | Michigan Electric Transmission Company, LLC | Oneida 138kV Substation | Oneida (SubstationID: 31979) | Eaton County - J1192 | 62693 | Not Provided by ISO | Not Provided by ISO | Not Provided by ISO | Not Provided by ISO | Not Provided by ISO
MISO | J1194 | 2019-04-24 | Wind | 225.2 | Michigan | Midland County /saginaw County | Active/not Started | Michigan Electric Transmission Company, LLC | Murphy 138 kV Substation | Murphy (SubstationID: 55566) | Meridian Wind | 62694 | Not Provided by ISO | Not Provided by ISO | Not Provided by ISO | Not Provided by ISO | Not Provided by ISO
MISO | J1195 | 2019-04-24 | Wind | 150.4 | Michigan | Branch County | Withdrawn/not Started | Michigan Electric Transmission Company, LLC | Wagner 138 kV Substation | Wagner (SubstationID: 42874) | Branch County - J1195 | 62695 | Not Provided by ISO | Not Provided by ISO | Not Provided by ISO | Not Provided by ISO | Not Provided by ISO
MISO | J1196 | 2019-04-25 | Solar PV | 200 | Michigan | Sanilac County | Active/not Started | ITC Transmission | Greenwood - Rapson (Banner) 345 kV Line Tap |  | Sanilac County - J1196 | 62696 | Not Provided by ISO | Not Provided by ISO | Not Provided by ISO | Not Provided by ISO | Not Provided by ISO
MISO | J1198 | 2019-04-25 | Solar PV; Battery Storage | 51.8 | Illinois | Jasper County | Active/not Started | Ameren Illinois | Newton 345kV Substation | Newton (SubstationID: 10587) | Jasper County - J1198 | 62697 | Not Provided by ISO | Not Provided by ISO | Not Provided by ISO | Not Provided by ISO | Not Provided by ISO
MISO | J1199 | 2019-04-25 | Solar PV; Battery Storage | 20 | Illinois | Fulton County | Active/not Started | Ameren Illinois | Duck Creek 345kV Substation | Duck Creek (SubstationID: 17268) | Fulton County - J1199 | 62699 | Not Provided by ISO | Not Provided by ISO | Not Provided by ISO | Not Provided by ISO | Not Provided by ISO
MISO | J1200 | 2019-04-25 | Solar PV; Battery Storage | 24.2 | Illinois | Putnam County | Active/not Started | Ameren Illinois | Hennepin 138kV Substation | Hennepin Switchyard (SubstationID: 22937) | Putnam County - J1200 | 62701 | Not Provided by ISO | Not Provided by ISO | Not Provided by ISO | Not Provided by ISO | Not Provided by ISO
MISO | J1201 | 2019-04-25 | Solar PV; Battery Storage | 44.2 | Illinois | Montgomery County | Active/not Started | Ameren Illinois | Coffeen 345kV Substation | Coffeen (SubstationID: 17297) | Montgomery County - J1201 | 62704 | Not Provided by ISO | Not Provided by ISO | Not Provided by ISO | Not Provided by ISO | Not Provided by ISO
MISO | J1202 | 2019-04-25 | Solar PV; Battery Storage | 68.4 | Illinois | Randolph County | Active/not Started | Ameren Illinois | Baldwin Plant 345kV Switchyard - Baldwin Unit 2 | Baldwin (SubstationID: 878) | Randolph County - J1202 | 62706 | Not Provided by ISO | Not Provided by ISO | Not Provided by ISO | Not Provided by ISO | Not Provided by ISO
MISO | J1203 | 2019-04-25 | Solar PV | 125 | Michigan | Genesee County | Active/not Started | Michigan Electric Transmission Company, LLC | Thetford 345kV Substation | Thetford (SubstationID: 18733) | Genesee County - J1203 | 62707 | Not Provided by ISO | Not Provided by ISO | Not Provided by ISO | Not Provided by ISO | Not Provided by ISO
MISO | J1204 | 2019-04-26 | Solar PV | 199.3 | Illinois | Cumberland County | Active/not Started | Ameren Illinois | Casey West 345kV Substation | Casey West (SubstationID: 46609) | Cumberland County - J1204 | 62708 | Not Provided by ISO | Not Provided by ISO | Not Provided by ISO | Not Provided by ISO | Not Provided by ISO
MISO | J1205 | 2019-04-26 | Solar PV | 125 | Louisiana | Allen Parish /assumption Parish | Active/not Started | Cleco Corporation | Centennial - West Bay 138kV Line | Centennial (SubstationID: 71608) - West Bay (SubstationID: 25188) | Allen Parish, Assumption Parish - J1205 | 62849 | Not Provided by ISO | Not Provided by ISO | Not Provided by ISO | Not Provided by ISO | Not Provided by ISO
MISO | J1363 | 2019-04-26 | Solar PV | 150 | Missouri | Audrain County | Active/not Started | Ameren Missouri | Spencer Creek - Montgomery 345 kV Line Tap | Montgomery (SubstationID: 38456) - Spencer Creek Sw (SubstationID: 35090) | Audrain County - J1363 | 62913 | Not Provided by ISO | Not Provided by ISO | Not Provided by ISO | Not Provided by ISO | Not Provided by ISO
MISO | J1347 | 2019-04-26 | Solar PV | 175 | Mississippi | Scott County | Active/not Started | Entergy Mississippi, LLC | Pelahatchie - Scott 115 kV Line Tap | Pelahatchie (SubstationID: 32118) - Scott Street (SubstationID: 22674) | Pearl River Solar Park | 62911 | Not Provided by ISO | Not Provided by ISO | Not Provided by ISO | Not Provided by ISO | Not Provided by ISO
MISO | J1220 | 2019-04-27 | Solar PV | 200 | Louisiana | Rapides Parish | Withdrawn/not Started | Cleco Corporation | Rapides - Rodemacher 230 kV Line Tap | Rapides (SubstationID: 25154) - Rodemacher (SubstationID: 43658) | Rapides Parish - J1220 | 62861 | Not Provided by ISO | Not Provided by ISO | Not Provided by ISO | Not Provided by ISO | Not Provided by ISO
MISO | J1221 | 2019-04-27 | Solar PV | 150 | Minnesota | Wadena County | Active/not Started | Great River Energy | Wing River- Riverton 230kV line | Riverton (SubstationID: 22840) - Wing River (SubstationID: 22807) | Wadena County - J1221 | 62862 | Not Provided by ISO | Not Provided by ISO | Not Provided by ISO | Not Provided by ISO | Not Provided by ISO
MISO | J1222 | 2019-04-27 | Solar PV | 200 | Missouri | Ralls County | Active/not Started | Ameren Missouri | Spencer Creek 345 kV Substation | Spencer Creek Sw (SubstationID: 35090) | Ralls County - J1222 | 62863 | Not Provided by ISO | Not Provided by ISO | Not Provided by ISO | Not Provided by ISO | Not Provided by ISO
MISO | J1223 | 2019-04-27 | Solar PV | 150 | Mississippi | Pike County | Withdrawn/not Started | Entergy Mississippi, LLC | Colonial Pipeline - Kentwood 115 kV Line | Colonial Pipeline (SubstationID: 29623) | Pike County - J1223 | 62864 | Not Provided by ISO | Not Provided by ISO | Not Provided by ISO | Not Provided by ISO | Not Provided by ISO
MISO | J1224 | 2019-04-27 | Solar PV | 170 | Michigan | Washtenaw County | Active/not Started | ITC Transmission | Majestic - Milan 345 kV Line Tap | Majestic (SubstationID: 21103) - Milan (SubstationID: 31566) | Washtenaw County - J1224 | 62865 | Not Provided by ISO | Not Provided by ISO | Not Provided by ISO | Not Provided by ISO | Not Provided by ISO
MISO | J1225 | 2019-04-27 | Solar PV | 160 | Illinois | Washington County | Active/not Started | Ameren Illinois | Ashley-Turkey Hill Line 1482, between the Okawville and North Nashville substations | Ashley (SubstationID: 22886) - North Nashville (SubstationID: 22990) | Washington County - J1225 | 62866 | Not Provided by ISO | Not Provided by ISO | Not Provided by ISO | Not Provided by ISO | Not Provided by ISO
MISO | J1226 | 2019-04-27 | Solar PV | 200 | Michigan | Lenawee County | Active/not Started | Michigan Electric Transmission Company, LLC | Morocco 345 kV Substation | Morocco (SubstationID: 20726) | Carroll Road Solar | 62867 | Not Provided by ISO | Not Provided by ISO | Not Provided by ISO | Not Provided by ISO | Not Provided by ISO
MISO | J1227 | 2019-04-27 | Solar PV | 125 | Indiana | Spencer County | Active/not Started | Southern Indiana Gas & Electric Company d/b/a Vectren Energy Delivery of Indiana, Inc. | Dubois - FB Culley 138 kV Line Tap | Culley (SubstationID: 17810) - Dubois (SubstationID: 40402) | Spencer County - J1227 | 62868 | Not Provided by ISO | Not Provided by ISO | Not Provided by ISO | Not Provided by ISO | Not Provided by ISO
MISO | J1228 | 2019-04-27 | Solar PV | 100 | Minnesota | Faribault County | Withdrawn/not Started | ITC Midwest | Huntley 161 kV Substation | Huntley (SubstationID: 20284) | Faribault County - J1228 | 62869 | Not Provided by ISO | Not Provided by ISO | Not Provided by ISO | Not Provided by ISO | Not Provided by ISO
MISO | J1210 | 2019-04-27 | Solar PV | 50 | Michigan | Iosco County | Active/not Started | Michigan Electric Transmission Company, LLC | Whittemore - Twining 138kV Line | Twining (SubstationID: 13023) - Whittemore (SubstationID: 20728) | Iosco County - J1210 | 62852 | Not Provided by ISO | Not Provided by ISO | Not Provided by ISO | Not Provided by ISO | Not Provided by ISO
MISO | J1211 | 2019-04-27 | Solar PV | 50 | Michigan | Isabella County | Withdrawn/not Started | Consumers Energy Company | Vernon - METC Tap 138kV Line | Vernon - Clare (SubstationID: 25867) | Isabella County - J1211 | 62853 | Not Provided by ISO | Not Provided by ISO | Not Provided by ISO | Not Provided by ISO | Not Provided by ISO
MISO | J1212 | 2019-04-27 | Solar PV | 60 | Minnesota | Murray County | Active/not Started | Northern States Power (Xcel Energy) | Chanarambie-Ellsborough 115kV Line | Chanarambie (SubstationID: 19867) - Ellsboro (SubstationID: 71786) | Murray County - J1212 | 62854 | Not Provided by ISO | Not Provided by ISO | Not Provided by ISO | Not Provided by ISO | Not Provided by ISO
MISO | J1214 | 2019-04-27 | Solar PV | 300 | Wisconsin | Dane County | Active/not Started | American Transmission Co. LLC | Rockdale 345 kV Substation | Rockdale (SubstationID: 134) | Dane County - J1214 | 62855 | Not Provided by ISO | Not Provided by ISO | Not Provided by ISO | Not Provided by ISO | Not Provided by ISO
MISO | J1215 | 2019-04-27 | Solar PV | 200 | Arkansas | Arkansas County | Active/not Started | Entergy Arkansas, LLC | Stuttgart Ricuskey - Woodward 230 kV | Stuttgart Ricuskey (SubstationID: 28442) - Woodward (SubstationID: 20543) | Arkansas County - J1215 | 62856 | Not Provided by ISO | Not Provided by ISO | Not Provided by ISO | Not Provided by ISO | Not Provided by ISO
MISO | J1216 | 2019-04-27 | Solar PV | 250 | Illinois | Washington County | Active/not Started | Ameren Illinois | Ashley 138 kV Substation | Ashley (SubstationID: 22886) | Washington County - J1216 | 62857 | Not Provided by ISO | Not Provided by ISO | Not Provided by ISO | Not Provided by ISO | Not Provided by ISO
MISO | J1217 | 2019-04-27 | Solar PV | 200 | Louisiana | St. Landry Parish | Withdrawn/not Started | Cleco Corporation | Ville Platte - West Fork 230 kV Line Tap | Ville Platte (SubstationID: 25158) - West Fork (SubstationID: 441) | St. Landry Parish - J1217 | 62858 | Not Provided by ISO | Not Provided by ISO | Not Provided by ISO | Not Provided by ISO | Not Provided by ISO
MISO | J1218 | 2019-04-27 | Solar PV | 200 | Iowa | Muscatine County | Active/not Started | MidAmerican Energy Company | Sub 92 345 kV | Sub 92 (SubstationID: 46520) | Muscatine County - J1218 | 62859 | Not Provided by ISO | Not Provided by ISO | Not Provided by ISO | Not Provided by ISO | Not Provided by ISO
MISO | J1219 | 2019-04-27 | Solar PV | 100 | Louisiana | Tangipahoa Parish | Active/not Started | Entergy Louisiana, LLC | Chicken Farm - Amite 115 kV Line | Chickenfarm (SubstationID: 29518) | Tangipahoa Parish - J1219 | 62860 | Not Provided by ISO | Not Provided by ISO | Not Provided by ISO | Not Provided by ISO | Not Provided by ISO
MISO | J1208 | 2019-04-27 | Solar PV | 80 | Illinois | Saline County | Active/not Started | Ameren Illinois | Muddy - Crab Orchard 138 kV line | Crab Orchard (SubstationID: 22908) - Muddy (SubstationID: 22980) | Saline County - J1208 | 62850 | Not Provided by ISO | Not Provided by ISO | Not Provided by ISO | Not Provided by ISO | Not Provided by ISO
MISO | J1209 | 2019-04-27 | Solar PV | 80 | Illinois | Saline County | Active/not Started | Ameren Illinois | Muddy - Crab Orchard 138kV Line | Crab Orchard (SubstationID: 22908) - Muddy (SubstationID: 22980) | Saline County - J1209 | 62851 | Not Provided by ISO | Not Provided by ISO | Not Provided by ISO | Not Provided by ISO | Not Provided by ISO
MISO | J1231 | 2019-04-28 | Solar PV | 125 | Kentucky | Lyon County | Active/not Started | Big Rivers Electric Corporation | Barkley - Caldwell 161kV Line | Caldwell (SubstationID: 71586) | Lyon County - J1231 | 62870 | Not Provided by ISO | Not Provided by ISO | Not Provided by ISO | Not Provided by ISO | Not Provided by ISO
MISO | J1364 | 2019-04-29 | Solar PV | 150 | Arkansas | Crittenden County | Withdrawn/not Started | Entergy Arkansas, LLC | Marked Tree - Marion 161 kV Line tap | Marion (SubstationID: 28215) - Marked Tree (Entergy) (SubstationID: 28216) | Crittenden County - J1364 | 62914 | Not Provided by ISO | Not Provided by ISO | Not Provided by ISO | Not Provided by ISO | Not Provided by ISO
MISO | J1365 | 2019-04-29 | Wind | 169.4 | Iowa | Tama County | Active/not Started | ITC Midwest | Traer 161-kV Substation | Abbott (SubstationID: 55614) - Traer (SubstationID: 33201) | Tama County - J1365 | 63111 | Not Provided by ISO | Not Provided by ISO | Not Provided by ISO | Not Provided by ISO | Not Provided by ISO
MISO | J1366 | 2019-04-29 | Wind | 200 | Wisconsin | Eau Claire County | Withdrawn/not Started | Northern States Power (Xcel Energy) | Tremval - Seven Mile 161 kV Line Tap | Seven Mile (SubstationID: 34256) - Tremval (SubstationID: 35789) | Eau Claire County - J1366 | 62915 | Not Provided by ISO | Not Provided by ISO | Not Provided by ISO | Not Provided by ISO | Not Provided by ISO
MISO | J1367 | 2019-04-29 | Solar PV | 95 | Louisiana | St. Mary /st. Mary Parish | Active/not Started | Cleco Corporation | Caneland 230kV Substation |  | St. Mary Parish - J1367 | 63112 | Not Provided by ISO | Not Provided by ISO | Not Provided by ISO | Not Provided by ISO | Not Provided by ISO
MISO | J1368 | 2019-04-29 | Solar PV | 200 | Louisiana | Pointe Coupee /pointe Coupee Parish | Active/not Started | Entergy Louisiana, LLC | Fancy Point - Waterloo 230 kV Line | Waterloo (SubstationID: 28478) | Pointe Coupee Parish - J1368 | 63113 | Not Provided by ISO | Not Provided by ISO | Not Provided by ISO | Not Provided by ISO | Not Provided by ISO
MISO | J1369 | 2019-04-29 | Solar PV | 100 | Indiana | Dubois County | Active/not Started | Southern Indiana Gas & Electric Company d/b/a Vectren Energy Delivery of Indiana, Inc. | Dubois - Culley 138 kV Line | Culley (SubstationID: 17810) - Dubois (SubstationID: 40402) | Dubois County - J1369 | 63114 | Not Provided by ISO | Not Provided by ISO | Not Provided by ISO | Not Provided by ISO | Not Provided by ISO
MISO | J1371 | 2019-04-29 | Wind | 150 | Minnesota | Yellow Medicine County | Active/not Started | Otter Tail Power Company | Astoria 345kV Substation | Astoria Station (SubstationID: 42009) | Yellow Medicine County - J1371 | 63115 | Not Provided by ISO | Not Provided by ISO | Not Provided by ISO | Not Provided by ISO | Not Provided by ISO
MISO | J1372 | 2019-04-29 | Solar PV | 100 | Louisiana | Pointe Coupee /pointe Coupee Parish | Active/not Started | Entergy Louisiana, LLC | Fancy Point - Waterloo 230 kV Line (J1368 POI) | Waterloo (SubstationID: 28478) | Pointe Coupee Parish - J1372 | 63116 | Not Provided by ISO | Not Provided by ISO | Not Provided by ISO | Not Provided by ISO | Not Provided by ISO
MISO | J1373 | 2019-04-29 | Solar PV | 95 | Arkansas | White County | Active/not Started | Entergy Arkansas, LLC | Griffithville - Searcy Price 115 kV Line Tap | Griffithville (SubstationID: 28335) - Searcy Price (SubstationID: 28433) | Happy Solar | 63117 | Not Provided by ISO | Not Provided by ISO | Not Provided by ISO | Not Provided by ISO | Not Provided by ISO
MISO | J1374 | 2019-04-29 | Wind | 95 | Wisconsin | Grant County | Active/not Started | American Transmission Co. LLC | ATC Ebenezer Sub on Lancaster-Eden 138kv line | Eden (SubstationID: 23393) - Lancaster (SubstationID: 23457) | Red Barn Wind Farm | 63118 | Not Provided by ISO | Not Provided by ISO | Not Provided by ISO | Not Provided by ISO | Not Provided by ISO
MISO | J1375 | 2019-04-29 | Solar PV | 100 | Michigan | Muskegon County | Active/not Started | Michigan Electric Transmission Company, LLC | Du Pont - Cobb -White Lake 138kv | B C Cobb (SubstationID: 16779) - White Lake (SubstationID: 19936) | Muskegon County - J1375 | 62916 | Not Provided by ISO | Not Provided by ISO | Not Provided by ISO | Not Provided by ISO | Not Provided by ISO
MISO | J1376 | 2019-04-29 | Wind | 100 | Missouri | Cooper County | Active/not Started | Ameren Missouri | Barnett - Georgetown Overton 161 kV Line Tap | Overton (SubstationID: 39504) | Cooper County - J1376 | 62917 | Not Provided by ISO | Not Provided by ISO | Not Provided by ISO | Not Provided by ISO | Not Provided by ISO
MISO | J1377 | 2019-04-29 | Solar PV | 98.56 | Wisconsin | Rock County | Active/not Started | American Transmission Co. LLC | Wempletown - Rockdale 345kV Line Tap | Rockdale (SubstationID: 134) - Wempletown (SubstationID: 207) | Rock County - J1377 | 62918 | Not Provided by ISO | Not Provided by ISO | Not Provided by ISO | Not Provided by ISO | Not Provided by ISO
MISO | J1378 | 2019-04-29 | Solar PV | 200 | Indiana | Fountain County | Active/not Started | Duke Energy Indiana | Veedersburg West 230 kV Substation | Veedersburg West (SubstationID: 21416) | Fountain County - J1378 | 63119 | Not Provided by ISO | Not Provided by ISO | Not Provided by ISO | Not Provided by ISO | Not Provided by ISO
MISO | J1379 | 2019-04-29 | Solar PV | 200 | Michigan | Montcalm County | Active/not Started | Michigan Electric Transmission Company, LLC | Eureka - Vestaburg 138 kV Line Tap | Vestaburg (SubstationID: 18041) | Freshwater Solar | 63120 | Not Provided by ISO | Not Provided by ISO | Not Provided by ISO | Not Provided by ISO | Not Provided by ISO
MISO | J1380 | 2019-04-29 | Solar PV | 200 | Louisiana | Beauregard Parish | Withdrawn/not Started | Cleco Corporation | Cooper - Penton 230 kV Line | Cooper Switching (SubstationID: 25135) | Beauregard Parish - J1380 | 63121 | Not Provided by ISO | Not Provided by ISO | Not Provided by ISO | Not Provided by ISO | Not Provided by ISO
MISO | J1381 | 2019-04-29 | Solar PV | 200 | Indiana | Howard County | Active/not Started | Duke Energy Indiana | Greentown 230 kV substation | Greentown (SubstationID: 1244) | Howard County - J1381 | 63122 | Not Provided by ISO | Not Provided by ISO | Not Provided by ISO | Not Provided by ISO | Not Provided by ISO
MISO | J1382 | 2019-04-29 | Solar PV | 150 | Illinois | Clark County | Active/not Started | Ameren Illinois | Hutsonville - Neoga 138 kV Line tap | Hutsonville Switchyard (SubstationID: 22879) - Neoga (SubstationID: 21537) | Clark County - J1382 | 63123 | Not Provided by ISO | Not Provided by ISO | Not Provided by ISO | Not Provided by ISO | Not Provided by ISO
MISO | J1383 | 2019-04-29 | Solar PV | 150 | Illinois | Fulton County | Active/not Started | Ameren Illinois | Ipava 138 kV Substation | Ipava (SubstationID: 14008) | Fulton County - J1383 | 63124 | Not Provided by ISO | Not Provided by ISO | Not Provided by ISO | Not Provided by ISO | Not Provided by ISO
MISO | J1384 | 2019-04-29 | Solar PV | 200 | Louisiana | Evangeline Parish | Withdrawn/not Started | Cleco Corporation | Ville Platte - West Fork 230 kV Line | Ville Platte (SubstationID: 25158) | Evangeline Parish - J1384 | 63125 | Not Provided by ISO | Not Provided by ISO | Not Provided by ISO | Not Provided by ISO | Not Provided by ISO
MISO | J1385 | 2019-04-29 | Solar PV | 100 | Indiana | Hendricks County | Active/not Started | Duke Energy Indiana | Stilesville 138 kV Substation | Stilesville (Duke Energy Indiana) (SubstationID: 35198) | Hendricks County - J1385 | 63126 | Not Provided by ISO | Not Provided by ISO | Not Provided by ISO | Not Provided by ISO | Not Provided by ISO
MISO | J1386 | 2019-04-29 | Solar PV | 100 | Indiana | Lake County | Active/not Started | Northern Indiana Public Service Company | Green Acres 138 kV Substation | Green Acres-Lake Co.-Ross Twp. (SubstationID: 30493) | Lake County - J1386 | 63127 | Not Provided by ISO | Not Provided by ISO | Not Provided by ISO | Not Provided by ISO | Not Provided by ISO
MISO | J1387 | 2019-04-29 | Solar PV | 60 | Indiana | Jasper County | Active/not Started | Northern Indiana Public Service Company | Circuit 6958 69 kV Line Tap |  | Jasper County - J1387 | 63128 | Not Provided by ISO | Not Provided by ISO | Not Provided by ISO | Not Provided by ISO | Not Provided by ISO
MISO | J1388 | 2019-04-29 | Solar PV | 150 | Indiana | Gibson County | Active/not Started | Duke Energy Indiana | Oakland City - Old Ben Coal 138 kV Line Tap | Oakland City (SubstationID: 27087) | Gibson County - J1388 | 63129 | Not Provided by ISO | Not Provided by ISO | Not Provided by ISO | Not Provided by ISO | Not Provided by ISO
MISO | J1389 | 2019-04-29 | Solar PV | 120 | Michigan | Saginaw County | Active/not Started | Michigan Electric Transmission Company, LLC | Murphy Station - Nelson Road 345 kV Line tap | Murphy (SubstationID: 55566) - Nelson Road (SubstationID: 21498) | Saginaw County - J1389 | 63130 | Not Provided by ISO | Not Provided by ISO | Not Provided by ISO | Not Provided by ISO | Not Provided by ISO
MISO | J1410 | 2019-04-29 | Solar PV | 300 | Wisconsin | Dane County | Active/not Started | American Transmission Co. LLC | N. Madison 345 kV Substation | North Madison 345 kV (SubstationID: 28) | Dane County - J1410 | 62922 | Not Provided by ISO | Not Provided by ISO | Not Provided by ISO | Not Provided by ISO | Not Provided by ISO
MISO | J1412 | 2019-04-29 | Solar PV | 250 | Indiana | Porter County | Withdrawn/not Started | Northern Indiana Public Service Company | Lake George - Schahfer GEN STA 345 kV Line Tap | Lake George (SubstationID: 31087) - Schahfer Gen. Station (SubstationID: 32600) | Porter County - J1412 | 62923 | Not Provided by ISO | Not Provided by ISO | Not Provided by ISO | Not Provided by ISO | Not Provided by ISO
MISO | J1413 | 2019-04-29 | Solar PV | 300 | Iowa | Howard County /mitchell County | Active/not Started | ITC Midwest | Hazleton - Mitchell County 345 kV Line tap | Hazleton (SubstationID: 1145) - Mitchell (SubstationID: 21615) | Big Dave Solar Farm | 62924 | Not Provided by ISO | Not Provided by ISO | Not Provided by ISO | Not Provided by ISO | Not Provided by ISO
MISO | J1414 | 2019-04-29 | Solar PV | 150 | Arkansas | Clay County | Withdrawn/not Started | Entergy Arkansas, LLC | Datto-Corning North 161 kV line | Corning North (SubstationID: 41208) - Datto (SubstationID: 28266) | Clay County - J1414 | 62925 | Not Provided by ISO | Not Provided by ISO | Not Provided by ISO | Not Provided by ISO | Not Provided by ISO
MISO | J1415 | 2019-04-29 | Solar PV | 250 | Arkansas | Lonoke County | Active/not Started | Entergy Arkansas, LLC | KEO EHV 500 kV Substation | Keo Substation (SubstationID: 44826) | Lonoke County - J1415 | 62926 | Not Provided by ISO | Not Provided by ISO | Not Provided by ISO | Not Provided by ISO | Not Provided by ISO
MISO | J1416 | 2019-04-29 | Solar PV | 149 | Iowa | Worth County | Active/not Started | ITC Midwest | Worth County - Glenworth 161 kV Line tap | Glenworth (SubstationID: 30406) - Worth County (SubstationID: 19933) | Worthwhile Solar Farm East | 62927 | Not Provided by ISO | Not Provided by ISO | Not Provided by ISO | Not Provided by ISO | Not Provided by ISO
MISO | J1418 | 2019-04-29 | Solar PV | 100 | Illinois | Pulaski County | Withdrawn/not Started | Ameren Illinois | Joppa-Joppa North Bus 161kV Substation | Joppa (SubstationID: 10589) | Pulaski County - J1418 | 63146 | Not Provided by ISO | Not Provided by ISO | Not Provided by ISO | Not Provided by ISO | Not Provided by ISO
MISO | J1419 | 2019-04-29 | Solar PV | 250 | Indiana | Greene County | Active/not Started | Duke Energy Indiana | Edwardsport - Amo 345 kV Line Tap | Amo (SubstationID: 37470) - Edwardsport (SubstationID: 16789) | Greene County - J1419 | 63147 | Not Provided by ISO | Not Provided by ISO | Not Provided by ISO | Not Provided by ISO | Not Provided by ISO
MISO | J1420 | 2019-04-29 | Solar PV | 48 | Illinois | Rock Island County | Withdrawn/not Started | MidAmerican Energy Company | Sub #107 69 kV Substation |  | Rock Island County - J1420 | 63148 | Not Provided by ISO | Not Provided by ISO | Not Provided by ISO | Not Provided by ISO | Not Provided by ISO
MISO | J1421 | 2019-04-29 | Solar PV | 300 | Louisiana | East Feliciana Parish | Active/not Started | Entergy Louisiana, LLC | Moler 230 kV Substation | Moler (SubstationID: 55858) | East Feliciana Parish - J1421 | 63149 | Not Provided by ISO | Not Provided by ISO | Not Provided by ISO | Not Provided by ISO | Not Provided by ISO
MISO | J1422 | 2019-04-29 | Solar PV; Battery Storage | 150 | Illinois | Edwards County | Active/not Started | Ameren Illinois | Albion - Olney 138 kV Line Tap |  | Edwards County - J1422 | 63150 | Not Provided by ISO | Not Provided by ISO | Not Provided by ISO | Not Provided by ISO | Not Provided by ISO
MISO | J1423 | 2019-04-29 | Solar PV | 100 | Michigan | Ottawa County | Withdrawn/not Started | Michigan Electric Transmission Company, LLC | Campbell - Blendon 138kV Line |  | Ottawa County - J1423 | 63151 | Not Provided by ISO | Not Provided by ISO | Not Provided by ISO | Not Provided by ISO | Not Provided by ISO
MISO | J1424 | 2019-04-29 | Solar PV | 200 | Louisiana | Beauregard Parish | Active/not Started | Cleco Corporation | Cooper - Penton Road 230kV Line | Cooper Switching (SubstationID: 25135) - Penton Road (SubstationID: 25151) | Beauregard Parish - J1424 | 63054 | Not Provided by ISO | Not Provided by ISO | Not Provided by ISO | Not Provided by ISO | Not Provided by ISO
MISO | J1426 | 2019-04-29 | Solar PV | 100 | Minnesota | Benton County | Active/not Started | Great River Energy | Benton County 115kV Substation | Benton (SubstationID: 46783) | Benton County - J1426 | 63152 | Not Provided by ISO | Not Provided by ISO | Not Provided by ISO | Not Provided by ISO | Not Provided by ISO
MISO | J1427 | 2019-04-29 | Wind | 400 | Iowa | Benton County | Active/not Started | ITC Midwest | Duane Arnold 345kV Substation | Duane Arnold Energy Center (SubstationID: 17175) | Benton County - J1427 | 63153 | Not Provided by ISO | Not Provided by ISO | Not Provided by ISO | Not Provided by ISO | Not Provided by ISO
MISO | J1428 | 2019-04-29 | Solar PV | 200 | North Dakota | Cass County | Active/not Started | Otter Tail Power Company | Buffalo 345kV Substation | Buffalo (SubstationID: 21495) | Cass County - J1428 | 63154 | Not Provided by ISO | Not Provided by ISO | Not Provided by ISO | Not Provided by ISO | Not Provided by ISO
MISO | J1430 | 2019-04-29 | Solar PV | 100 | Michigan | Calhoun County | Active/not Started | Michigan Electric Transmission Company, LLC | Verona - Foundary 138kV Line | Foundry (SubstationID: 41667) - Verona (SubstationID: 41666) | Calhoun County - J1430 | 63155 | Not Provided by ISO | Not Provided by ISO | Not Provided by ISO | Not Provided by ISO | Not Provided by ISO
MISO | J1431 | 2019-04-29 | Solar PV | 200 | Louisiana | St. James Parish | Active/not Started | Entergy Louisiana, LLC | Vacherie 230kV Substation | Vacherie (SubstationID: 33288) | St. James Parish - J1431 | 63156 | Not Provided by ISO | Not Provided by ISO | Not Provided by ISO | Not Provided by ISO | Not Provided by ISO
MISO | J1432 | 2019-04-29 | Wind | 250 | Iowa | Clinton County | Active/not Started | ITC Midwest | Salem - Rock Creek 345kV Line | Rock Creek (SubstationID: 32464) - Salem (SubstationID: 20684) | Clinton County - J1432 | 63157 | Not Provided by ISO | Not Provided by ISO | Not Provided by ISO | Not Provided by ISO | Not Provided by ISO
MISO | J1433 | 2019-04-29 | Solar PV | 50 | Louisiana | Washington Parish | Withdrawn/not Started | Entergy Louisiana, LLC | Lagen Holton-Franklinton 115kV (J1184) | Franklinton (SubstationID: 30291) - Holton (SubstationID: 71964) | Washington Parish - J1433 | 63158 | Not Provided by ISO | Not Provided by ISO | Not Provided by ISO | Not Provided by ISO | Not Provided by ISO
MISO | J1434 | 2019-04-29 | Solar PV | 100 | Arkansas | Monroe County | Active/not Started | Entergy Arkansas, LLC | J907 230kV Sub, Brinkley East - Aubrey 230 kV Line | Aubrey (SubstationID: 42995) - Brinkley East (SubstationID: 21492) | Monroe County - J1434 | 63055 | Not Provided by ISO | Not Provided by ISO | Not Provided by ISO | Not Provided by ISO | Not Provided by ISO
MISO | J1436 | 2019-04-29 | Solar PV | 50 | Louisiana | Morehouse Parish | Active/not Started | Entergy Louisiana, LLC | Oak Ridge 115 kV Substation | Oak Ridge (Lpl) (SubstationID: 31931) | Morehouse Parish - J1436 | 63159 | Not Provided by ISO | Not Provided by ISO | Not Provided by ISO | Not Provided by ISO | Not Provided by ISO
MISO | J1437 | 2019-04-29 | Wind | 180 | Arkansas | Carroll County | Active/not Started | Arkansas Electric Coop Corp | AECC Dry Creek 161kV Switchyard Station | Green Forest South (SubstationID: 28198) - Harrison West (SubstationID: 28204) | Nimbus Wind | 53486 | Not Provided by ISO | Not Provided by ISO | Not Provided by ISO | Not Provided by ISO | Not Provided by ISO
MISO | J1438 | 2019-04-29 | Solar PV | 100 | Iowa | Fayette County | Active/not Started | ITC Midwest | Windsor - Hazelton 161kV Line | Hazleton (SubstationID: 1145) - Windsor (SubstationID: 55762) | Fayette County - J1438 | 63161 | Not Provided by ISO | Not Provided by ISO | Not Provided by ISO | Not Provided by ISO | Not Provided by ISO
MISO | J1440 | 2019-04-29 | Solar PV | 160 | Mississippi | Tunica County | Active/not Started | Entergy Mississippi, LLC | Lula - Tunica 115 kV Line | Lula (SubstationID: 31305) | Tunica County - J1440 | 62928 | Not Provided by ISO | Not Provided by ISO | Not Provided by ISO | Not Provided by ISO | Not Provided by ISO
MISO | J1441 | 2019-04-29 | Solar PV | 200 | Louisiana | Terrebonne Parish | Active/not Started | Entergy Louisiana, LLC | Schriever 230 kV Substation | Schriever (SubstationID: 21612) | Terrebonne Parish - J1441 | 63162 | Not Provided by ISO | Not Provided by ISO | Not Provided by ISO | Not Provided by ISO | Not Provided by ISO
MISO | J1442 | 2019-04-29 | Solar PV | 165 | Texas | Polk County | Active/not Started | Entergy Texas, Inc. | Rich (SHECO) - Livingston 138 kV Line Tap | Rich (SubstationID: 72470) | Lone Spur Solar Energy | 62929 | Not Provided by ISO | Not Provided by ISO | Not Provided by ISO | Not Provided by ISO | Not Provided by ISO
MISO | J1443 | 2019-04-29 | Solar PV | 100 | Arkansas | Union County | Withdrawn/not Started | Entergy Arkansas, LLC | Texas Eastern F SS - Strong SS 115 kV Line Tap | Strong (SubstationID: 28439) - Texas Eastern (SubstationID: 41209) | Union County - J1443 | 62930 | Not Provided by ISO | Not Provided by ISO | Not Provided by ISO | Not Provided by ISO | Not Provided by ISO
MISO | J1444 | 2019-04-29 | Solar PV | 200 | Iowa | Linn County | Active/not Started | ITC Midwest | Duane Arnold 345kV Substation |  |  |  | Not Provided by ISO | Not Provided by ISO | Not Provided by ISO | Not Provided by ISO | Not Provided by ISO
MISO | J1445 | 2019-04-29 | Solar PV | 100 | Minnesota | Benton County | Active/not Started | Northern States Power (Xcel Energy) | Mayhew Lake 115kV Substation | Mayhew Lake (SubstationID: 13284) | Benton County - J1445 | 63164 | Not Provided by ISO | Not Provided by ISO | Not Provided by ISO | Not Provided by ISO | Not Provided by ISO
MISO | J1447 | 2019-04-29 | Solar PV | 250 | Indiana | Porter County | Active/not Started | Northern Indiana Public Service Company | Schahfer - Green Acres 345kV Line | Green Acres-Lake Co.-Ross Twp. (SubstationID: 30493) - Schahfer Gen. Station (SubstationID: 32600) | Porter County - J1447 | 62931 | Not Provided by ISO | Not Provided by ISO | Not Provided by ISO | Not Provided by ISO | Not Provided by ISO
MISO | J1448 | 2019-04-29 | Solar PV | 150 | Kentucky | Caldwell County | Active/not Started | Big Rivers Electric Corporation | Hopkins - Caldwell County - Barkely 161kV Line | Caldwell (SubstationID: 71586) - Hopkins County (SubstationID: 71972) | Caldwell County - J1448 | 63166 | Not Provided by ISO | Not Provided by ISO | Not Provided by ISO | Not Provided by ISO | Not Provided by ISO
MISO | J1449 | 2019-04-29 | Solar PV | 100 | Michigan | Monroe County | Withdrawn/not Started | Michigan Electric Transmission Company, LLC | Morocco 138kV Substation | Morocco (SubstationID: 20726) | Monroe County - J1449 | 62932 | Not Provided by ISO | Not Provided by ISO | Not Provided by ISO | Not Provided by ISO | Not Provided by ISO
MISO | J1390 | 2019-04-29 | Solar PV | 150 | Indiana | Bartholomew County | Active/not Started | Duke Energy Indiana | Gallagher Station - Columbus 230 kV Line Tap | Gallagher Station (SubstationID: 16790) | Bartholomew County - J1390 | 63131 | Not Provided by ISO | Not Provided by ISO | Not Provided by ISO | Not Provided by ISO | Not Provided by ISO
MISO | J1391 | 2019-04-29 | Solar PV | 100 | Indiana | Dubois County | Active/not Started | Southern Indiana Gas & Electric Company d/b/a Vectren Energy Delivery of Indiana, Inc. | Duff 138 kV Substation | Duff (SubstationID: 40405) | Dubois County - J1391 | 63132 | Not Provided by ISO | Not Provided by ISO | Not Provided by ISO | Not Provided by ISO | Not Provided by ISO
MISO | J1392 | 2019-04-29 | Solar PV | 100 | Indiana | Lagrange County | Active/not Started | Northern Indiana Public Service Company | Lagrange 138 kV Substation | LaGrange (SubstationID: 31078) | LaGrange County - J1392 | 62919 | Not Provided by ISO | Not Provided by ISO | Not Provided by ISO | Not Provided by ISO | Not Provided by ISO
MISO | J1393 | 2019-04-29 | Solar PV | 130 | Indiana | Pike County | Active/not Started | Southern Indiana Gas & Electric Company d/b/a Vectren Energy Delivery of Indiana, Inc. | Cato 138 kV Substation | Cato (SubstationID: 55898) | Pike County - J1393 | 62920 | Not Provided by ISO | Not Provided by ISO | Not Provided by ISO | Not Provided by ISO | Not Provided by ISO
MISO | J1394 | 2019-04-29 | Solar PV | 150 | Michigan | Shiawassee County | Withdrawn/not Started | Michigan Electric Transmission Company, LLC | Cornell - Layton138kV Line |  | Shiawassee County - J1394 | 63133 | Not Provided by ISO | Not Provided by ISO | Not Provided by ISO | Not Provided by ISO | Not Provided by ISO
MISO | J1395 | 2019-04-29 | Solar PV | 200 | Minnesota | Lyon County | Active/not Started | Great River Energy | Nest Lake - Lyon County 345 kV Line Tap | Lyon County (SubstationID: 519) | Minneota Solar | 63134 | Not Provided by ISO | Not Provided by ISO | Not Provided by ISO | Not Provided by ISO | Not Provided by ISO
MISO | J1396 | 2019-04-29 | Solar PV | 150 | Indiana | Pike County | Active/not Started | Hoosier Energy | Ratts-Victory 161kV Line | Ratts (SubstationID: 10730) - Victory - Jasper (SubstationID: 36231) | Pike County - J1396 | 63135 | Not Provided by ISO | Not Provided by ISO | Not Provided by ISO | Not Provided by ISO | Not Provided by ISO
MISO | J1397 | 2019-04-29 | Solar PV | 25 | Wisconsin | Juneau County | Withdrawn/not Started | Dairyland Power Cooperative | Whistling Wings 69 kV Substation | Whistling Wings Tap (SubstationID: 72778) | Juneau County - J1397 | 62921 | Not Provided by ISO | Not Provided by ISO | Not Provided by ISO | Not Provided by ISO | Not Provided by ISO
MISO | J1398 | 2019-04-29 | Solar PV | 150 | Indiana | Pike County | Active/not Started | Hoosier Energy | Ratts 161kV Substation | Ratts (SubstationID: 10730) | Pike County - J1398 | 63136 | Not Provided by ISO | Not Provided by ISO | Not Provided by ISO | Not Provided by ISO | Not Provided by ISO
MISO | J1399 | 2019-04-29 | Solar PV | 90 | Michigan | Ingham County | Active/not Started | Michigan Electric Transmission Company, LLC | Delhi - Churchill - Tompkins 138kV Line | Churchill - Leslie (SubstationID: 25701) - Delhi (SubstationID: 20736) - Tompkins (SubstationID: 20737) | Ingham County - J1399 | 63137 | Not Provided by ISO | Not Provided by ISO | Not Provided by ISO | Not Provided by ISO | Not Provided by ISO
MISO | J1400 | 2019-04-29 | Wind | 150 | Arkansas | Crittenden County | Withdrawn/not Started | Entergy Arkansas, LLC | Marked Tree - Marion 161 kV Line Tap | Marion (SubstationID: 28215) - Marked Tree (Entergy) (SubstationID: 28216) | Crittenden County - J1400 | 63138 | Not Provided by ISO | Not Provided by ISO | Not Provided by ISO | Not Provided by ISO | Not Provided by ISO
MISO | J1401 | 2019-04-29 | Solar PV | 150 | Michigan | Branch County | Active/not Started | Michigan Electric Transmission Company, LLC | Batavia - Wagner 138kV Line | Batavia (SubstationID: 20755) - Wagner (SubstationID: 42874) | Branch County - J1401 | 63139 | Not Provided by ISO | Not Provided by ISO | Not Provided by ISO | Not Provided by ISO | Not Provided by ISO
MISO | J1403 | 2019-04-29 | Solar PV | 200 | Michigan | Ionia County | Active/not Started | Michigan Electric Transmission Company, LLC | Marquette 138 kV Substation | Marquette - Easton (SubstationID: 25645) | Ionia County - J1403 | 63140 | Not Provided by ISO | Not Provided by ISO | Not Provided by ISO | Not Provided by ISO | Not Provided by ISO
MISO | J1404 | 2019-04-29 | Wind | 167 | Mississippi | Sunflower County | Withdrawn/not Started | Entergy Mississippi, LLC | Drew 115kV Substation | Drew (Mpl) (SubstationID: 29924) | Sunflower County - J1404 | 63141 | Not Provided by ISO | Not Provided by ISO | Not Provided by ISO | Not Provided by ISO | Not Provided by ISO
MISO | J1405 | 2019-04-29 | Solar PV | 140 | Indiana | Greene County | Active/not Started | Duke Energy Indiana | Sanborn - Linton 138 kV Line Tap | Linton (SubstationID: 72126) - Sandborn (SubstationID: 27150) | Greene County - J1405 | 63142 | Not Provided by ISO | Not Provided by ISO | Not Provided by ISO | Not Provided by ISO | Not Provided by ISO
MISO | J1406 | 2019-04-29 | Wind | 25.2 | Michigan | Muskegon County | Withdrawn/not Started | Michigan Electric Transmission Company, LLC | Kenowa - Ludington 345 kV Line Tap | Kenowa (SubstationID: 19477) - Ludington (SubstationID: 46761) | Muskegon County - J1406 | 63143 | Not Provided by ISO | Not Provided by ISO | Not Provided by ISO | Not Provided by ISO | Not Provided by ISO
MISO | J1407 | 2019-04-29 | Solar PV | 100 | Indiana | Porter County | Active/not Started | Northern Indiana Public Service Company | South Valparaiso 138 kV Substation |  | Porter County - J1407 | 63144 | Not Provided by ISO | Not Provided by ISO | Not Provided by ISO | Not Provided by ISO | Not Provided by ISO
MISO | J1408 | 2019-04-29 | Solar; Wind; Battery Storage | 100 | Illinois | Macoupin County | Active/not Started | Ameren Illinois | Virden South 138kV Substation | Virden South (SubstationID: 23028) | Macoupin County - J1408 | 63145 | Not Provided by ISO | Not Provided by ISO | Not Provided by ISO | Not Provided by ISO | Not Provided by ISO
MISO | J1361 | 2019-04-29 | Solar PV | 50 | Louisiana | Washington Parish | Active/not Started | Entergy Louisiana, LLC | Lagen Holton - Franklinton 115kV Line (J1184) | Franklinton (SubstationID: 30291) - Holton (SubstationID: 71964) | Washington Parish - J1361 | 63109 | Not Provided by ISO | Not Provided by ISO | Not Provided by ISO | Not Provided by ISO | Not Provided by ISO
MISO | J1362 | 2019-04-29 | Solar PV | 150 | Michigan | Muskegon County | Withdrawn/not Started | Michigan Electric Transmission Company, LLC | Kenowa - Ludington 345 kV Line Tap | Kenowa (SubstationID: 19477) - Ludington (SubstationID: 46761) | Muskegon County - J1362 | 63110 | Not Provided by ISO | Not Provided by ISO | Not Provided by ISO | Not Provided by ISO | Not Provided by ISO
MISO | J1450 | 2019-04-29 | Solar PV | 150 | Kentucky | Webster County | Active/not Started | Big Rivers Electric Corporation | Hopkins - Reid161kV Line | Hopkins County (SubstationID: 71972) | Webster County - J1450 | 62933 | Not Provided by ISO | Not Provided by ISO | Not Provided by ISO | Not Provided by ISO | Not Provided by ISO
MISO | J1452 | 2019-04-29 | Solar PV | 200 | Louisiana | Red River Parish | Withdrawn/not Started | Cleco Corporation | Carroll - Mansfield 138 kV Line Tap | Carroll (SubstationID: 25133) - Mansfield (Cleco) (SubstationID: 25174) | Red River Parish - J1452 | 62934 | Not Provided by ISO | Not Provided by ISO | Not Provided by ISO | Not Provided by ISO | Not Provided by ISO
MISO | J1453 | 2019-04-29 | Wind | 188.3 | Illinois | Mason County | Active/not Started | Ameren Illinois | Havana - Shockey 138 kV Line Tap | Havana Power Plant (SubstationID: 16845) | Mason County - J1453 | 63167 | Not Provided by ISO | Not Provided by ISO | Not Provided by ISO | Not Provided by ISO | Not Provided by ISO
MISO | J1454 | 2019-04-29 | Wind | 58.5 | Illinois | Mason County | Active/not Started | Ameren Illinois | Mason 138 kV Substation | Mason City West (SubstationID: 21307) | Glacier Sands | 57644 | Not Provided by ISO | Not Provided by ISO | Not Provided by ISO | Not Provided by ISO | Not Provided by ISO
MISO | J1455 | 2019-04-29 | Solar PV | 150 | Louisiana | St. Mary /st. Mary Parish | Active/not Started | Cleco Corporation | Teche - Morbihan 138kV Line | Morbihan (SubstationID: 25178) - Teche (SubstationID: 18342) | St. Mary Parish - J1455 | 63169 | Not Provided by ISO | Not Provided by ISO | Not Provided by ISO | Not Provided by ISO | Not Provided by ISO
MISO | J1456 | 2019-04-29 | Wind | 300 | North Dakota | Sheridan County | Active/not Started | Otter Tail Power Company | Harvey - Underwood 230 kV Line Tap | Harvey Northwest (SubstationID: 35420) - Underwood (SubstationID: 45128) | Sheridan County - J1456 | 63170 | Not Provided by ISO | Not Provided by ISO | Not Provided by ISO | Not Provided by ISO | Not Provided by ISO
MISO | J1457 | 2019-04-29 | Solar PV | 200 | Indiana | Vermillion County | Active/not Started | Duke Energy Indiana | Sugar Creek - Cayuga 345 kV Line Tap | Cayuga Station (SubstationID: 16785) - Sugar Creek (SubstationID: 14007) | Vermillion County - J1457 | 63171 | Not Provided by ISO | Not Provided by ISO | Not Provided by ISO | Not Provided by ISO | Not Provided by ISO
MISO | J1458 | 2019-04-29 | Solar PV | 200 | Mississippi | Washington County | Active/not Started | Entergy Mississippi, LLC | Ray Braswell - Tinnin - Gerald Andrus 230kV Line | Gerald Andrus (SubstationID: 17031) - Ray Braswell Station (SubstationID: 21720) - Tinnin (SubstationID: 41433) | Washington County - J1458 | 63172 | Not Provided by ISO | Not Provided by ISO | Not Provided by ISO | Not Provided by ISO | Not Provided by ISO
MISO | J1460 | 2019-04-29 | Solar PV | 200 | Wisconsin | Rock County | Active/not Started | American Transmission Co. LLC | Sunrise 138 kV Substation | Sunrise (SubstationID: 23571) | Rock County - J1460 | 63173 | Not Provided by ISO | Not Provided by ISO | Not Provided by ISO | Not Provided by ISO | Not Provided by ISO
MISO | J1461 | 2019-04-29 | Solar PV | 50 | Minnesota | Carver County | Active/not Started | Northern States Power (Xcel Energy) | McLeod - Blue Lake 230kV Line |  | Carver County - J1461 | 62935 | Not Provided by ISO | Not Provided by ISO | Not Provided by ISO | Not Provided by ISO | Not Provided by ISO
MISO | J1462 | 2019-04-29 | Solar PV | 150 | Louisiana | Acadia Parish | Withdrawn/not Started | Entergy Louisiana, LLC | Acadia - Scanlan 138kV Line | Acadia (SubstationID: 71385) | Acadia Parish - J1462 | 62936 | Not Provided by ISO | Not Provided by ISO | Not Provided by ISO | Not Provided by ISO | Not Provided by ISO
MISO | J1463 | 2019-04-29 | Solar PV | 150 | Louisiana | West Baton Rouge Parish | Active/not Started | Entergy Louisiana, LLC | Addis - Big Cajun 230 kV Line Tap (J639) | Addis (SubstationID: 28482) | West Baton Rouge Parish - J1463 | 63174 | Not Provided by ISO | Not Provided by ISO | Not Provided by ISO | Not Provided by ISO | Not Provided by ISO
MISO | J1464 | 2019-04-29 | Solar PV | 592.8 | Illinois | Macoupin County /morgan County /sangamon County | Active/not Started | Ameren Transmission Company of Illinois | Meredosia - Austin 345 kV Line tap | Austin (SubstationID: 41664) | Macoupin County,Morgan County,Sangamon County - J1464 | 63175 | Not Provided by ISO | Not Provided by ISO | Not Provided by ISO | Not Provided by ISO | Not Provided by ISO
MISO | J1465 | 2019-04-29 | Solar PV | 150 | Louisiana | Pointe Coupee Parish | Active/not Started | Entergy Louisiana, LLC | Livonia 138 kV Substation | Livonia (SubstationID: 28516) | Pointe Coupee Parish - J1465 | 62937 | Not Provided by ISO | Not Provided by ISO | Not Provided by ISO | Not Provided by ISO | Not Provided by ISO
MISO | J1466 | 2019-04-29 | Solar PV | 250 | Kentucky | Henderson County | Active/not Started | Big Rivers Electric Corporation | Reid 161 kV Substation | Robert A Reid (SubstationID: 18085) | Henderson County - J1466 | 63176 | Not Provided by ISO | Not Provided by ISO | Not Provided by ISO | Not Provided by ISO | Not Provided by ISO
MISO | J1467 | 2019-04-29 | Wind | 150 | Iowa | Fayette County | Active/not Started | ITC Midwest | ITC 161kV Windsor - Hazleton 161kV Line | Hazleton (SubstationID: 1145) - Windsor (SubstationID: 55762) | Fayette County - J1467 | 63177 | Not Provided by ISO | Not Provided by ISO | Not Provided by ISO | Not Provided by ISO | Not Provided by ISO
MISO | J1469 | 2019-04-29 | Solar PV | 200 | Arkansas | Crittenden County | Withdrawn/not Started | Entergy Arkansas, LLC | Marion - Marked Tree 161kV Line | Marion (SubstationID: 28215) - Marked Tree (Entergy) (SubstationID: 28216) | Crittenden County - J1469 | 62938 | Not Provided by ISO | Not Provided by ISO | Not Provided by ISO | Not Provided by ISO | Not Provided by ISO
MISO | J1480 | 2019-04-29 | Wind | 70 | Iowa | Black Hawk County | Withdrawn/not Started | MidAmerican Energy Company | Shawlis - Electric Farms 161kV Line |  | Black Hawk County - J1480 | 63184 | Not Provided by ISO | Not Provided by ISO | Not Provided by ISO | Not Provided by ISO | Not Provided by ISO
MISO | J1481 | 2019-04-29 | Solar PV | 200 | Indiana | Howard County | Active/not Started | Duke Energy Indiana | Greentown 230 kV substation | Greentown (SubstationID: 1244) | Howard County - J1481 | 63185 | Not Provided by ISO | Not Provided by ISO | Not Provided by ISO | Not Provided by ISO | Not Provided by ISO
MISO | J1482 | 2019-04-29 | Solar PV | 150 | Indiana | White County | Active/not Started | Northern Indiana Public Service Company | Monticello - Springboro 138 kV Line Tap | Monticello (SubstationID: 31657) - Springboro (SubstationID: 35100) | White County - J1482 | 63186 | Not Provided by ISO | Not Provided by ISO | Not Provided by ISO | Not Provided by ISO | Not Provided by ISO
MISO | J1483 | 2019-04-29 | Wind | 99 | Wisconsin | Iowa County | Active/not Started | American Transmission Co. LLC | Hill Valley 345 kV Substation | Hill Valley (SubstationID: 55805) | Iowa County - J1483 | 63187 | Not Provided by ISO | Not Provided by ISO | Not Provided by ISO | Not Provided by ISO | Not Provided by ISO
MISO | J1485 | 2019-04-29 | Wind | 250 | South Dakota | Deuel County | Active/not Started | Otter Tail Power Company | Astoria 345 kV Substation (J493/J510) | Astoria Station (SubstationID: 42009) | Deuel County - J1485 | 63188 | Not Provided by ISO | Not Provided by ISO | Not Provided by ISO | Not Provided by ISO | Not Provided by ISO
MISO | J1487 | 2019-04-29 | Wind | 120 | Minnesota | Freeborn County | Active/not Started | ITC Midwest | Freeborn 161kV substation | Freeborn (SubstationID: 13028) | Freeborn County - J1487 | 63189 | Not Provided by ISO | Not Provided by ISO | Not Provided by ISO | Not Provided by ISO | Not Provided by ISO
MISO | J1470 | 2019-04-29 | Wind | 30 | Indiana | Benton County /warren County | Active/not Started | Duke Energy Indiana | Cayuga CT 345kV Substation | Cayuga Station (SubstationID: 16785) | Benton County,Warren County - J1470 | 63179 | Not Provided by ISO | Not Provided by ISO | Not Provided by ISO | Not Provided by ISO | Not Provided by ISO
MISO | J1471 | 2019-04-29 | Solar PV | 200 | Iowa | Lee County | Active/not Started | ITC Midwest | ITC 161kV Wever Substation | Wever (SubstationID: 56843) | Lee County - J1471 | 63180 | Not Provided by ISO | Not Provided by ISO | Not Provided by ISO | Not Provided by ISO | Not Provided by ISO
MISO | J1472 | 2019-04-29 | Solar PV | 100 | Michigan | Jackson County | Active/not Started | Michigan Electric Transmission Company, LLC | Leoni - Parr Raod 138kV line | Leoni (SubstationID: 72109) - Parr Road (SubstationID: 25810) | Jackson County - J1472 | 63181 | Not Provided by ISO | Not Provided by ISO | Not Provided by ISO | Not Provided by ISO | Not Provided by ISO
MISO | J1473 | 2019-04-29 | Solar PV | 100 | Minnesota | Chisago County | Active/not Started | Northern States Power (Xcel Energy) | Lawrence Creek - Shafer 115kV Line | Lawrence Creek (SubstationID: 31159) - Shafer (SubstationID: 72537) | Chisago County - J1473 | 63182 | Not Provided by ISO | Not Provided by ISO | Not Provided by ISO | Not Provided by ISO | Not Provided by ISO
MISO | J1474 | 2019-04-29 | Solar PV | 200 | Wisconsin | Chippewa County | Active/not Started | Northern States Power (Xcel Energy) | Pine Lake - Eagle Point 115kV Line | Eagle Point (SubstationID: 40449) - Pine Lake (SubstationID: 39978) | Chippewa County - J1474 | 62939 | Not Provided by ISO | Not Provided by ISO | Not Provided by ISO | Not Provided by ISO | Not Provided by ISO
MISO | J1475 | 2019-04-29 | Solar PV | 75 | Illinois | Clark County | Active/not Started | Ameren Illinois | Casey West - Sullivan 345 kV Line Tap | Casey West (SubstationID: 46609) | Clark County - J1475 | 63183 | Not Provided by ISO | Not Provided by ISO | Not Provided by ISO | Not Provided by ISO | Not Provided by ISO
MISO | J1232 | 2019-04-29 | Solar PV | 99 | Illinois | Coles County | Active/not Started | Ameren Illinois | Chesterville - Mattoon West 138kV Line | Chesterville (SubstationID: 22901) - Mattoon West (SubstationID: 22969) | Coles County - J1232 | 62871 | Not Provided by ISO | Not Provided by ISO | Not Provided by ISO | Not Provided by ISO | Not Provided by ISO
MISO | J1234 | 2019-04-29 | Solar PV | 100 | Indiana | Knox County | Active/not Started | Duke Energy Indiana | Edwardsport - Washington Mun, Linton 138kV Line | Edwardsport (SubstationID: 16789) | Knox County - J1234 | 62872 | Not Provided by ISO | Not Provided by ISO | Not Provided by ISO | Not Provided by ISO | Not Provided by ISO
MISO | J1235 | 2019-04-29 | Solar PV | 50 | Indiana | Knox County | Active/not Started | Duke Energy Indiana | Edwardsport - Washington Mun, Linton 138kV Line | Edwardsport (SubstationID: 16789) | Knox County - J1235 | 62873 | Not Provided by ISO | Not Provided by ISO | Not Provided by ISO | Not Provided by ISO | Not Provided by ISO
MISO | J1237 | 2019-04-29 | Solar PV | 175 | Michigan | Washtenaw County | Withdrawn/not Started | ITC Transmission | Majestic - Milan 345kV Line | Majestic (SubstationID: 21103) - Milan (SubstationID: 31566) | Washtenaw County - J1237 | 62874 | Not Provided by ISO | Not Provided by ISO | Not Provided by ISO | Not Provided by ISO | Not Provided by ISO
MISO | J1239 | 2019-04-29 | Solar PV | 100 | Louisiana | Ouachita Parish | Active/not Started | Entergy Louisiana, LLC | Rilla 115 kV Substation | Rilla (SubstationID: 41941) | Ouachita Parish - J1239 | 62875 | Not Provided by ISO | Not Provided by ISO | Not Provided by ISO | Not Provided by ISO | Not Provided by ISO
MISO | J1240 | 2019-04-29 | Solar PV | 135 | Missouri | Audrain County | Withdrawn/not Started | Ameren Missouri | Spencer Creek 345kV Substation | Spencer Creek Sw (SubstationID: 35090) | Audrain County - J1240 | 62876 | Not Provided by ISO | Not Provided by ISO | Not Provided by ISO | Not Provided by ISO | Not Provided by ISO
MISO | J1241 | 2019-04-29 | Solar PV | 200 | Illinois | Jefferson County | Active/not Started | Ameren Illinois | West Mt Vernon - Xenia 345kV Line | West Mt Vernon (SubstationID: 22866) - Xenia (SubstationID: 55764) | Jefferson County - J1241 | 63056 | Not Provided by ISO | Not Provided by ISO | Not Provided by ISO | Not Provided by ISO | Not Provided by ISO
MISO | J1242 | 2019-04-29 | Solar PV | 25 | Illinois | Hancock County | Active/not Started | Ameren Illinois | Hamilton Line 796 Tap to Audrian 69kV Line |  | Hancock County - J1242 | 63057 | Not Provided by ISO | Not Provided by ISO | Not Provided by ISO | Not Provided by ISO | Not Provided by ISO
MISO | J1243 | 2019-04-29 | Solar PV | 25 | Illinois | Mcdonough County | Active/not Started | Ameren Illinois | Macomb West #2 - Blandlnsville Tap 69kV Line | Blandinsville (SubstationID: 23055) - Macomb West (SubstationID: 22958) | McDonough County - J1243 | 63058 | Not Provided by ISO | Not Provided by ISO | Not Provided by ISO | Not Provided by ISO | Not Provided by ISO
MISO | J1244 | 2019-04-29 | Wind | 38.4 | Michigan | Houghton County | Active/not Started | American Transmission Co. LLC | Winona - Toivola - Portage Tap - Atlantic Mine 69kV Line | Atlantic Mine (SubstationID: 1026) - Portage (SubstationID: 18194) - Winona (SubstationID: 37169) | Houghton County - J1244 | 62877 | Not Provided by ISO | Not Provided by ISO | Not Provided by ISO | Not Provided by ISO | Not Provided by ISO
MISO | J1248 | 2019-04-29 | Solar PV | 100 | Michigan | Calhoun County | Active/not Started | Michigan Electric Transmission Company, LLC | Marshall - Black Stone 138 kV line | Black Stone (SubstationID: 56592) - Marshall (SubstationID: 41069) | Calhoun County - J1248 | 63059 | Not Provided by ISO | Not Provided by ISO | Not Provided by ISO | Not Provided by ISO | Not Provided by ISO
MISO | J1251 | 2019-04-29 | Solar PV | 100 | Michigan | Marquette County | Active/not Started | American Transmission Co. LLC | Arnold - Perkins 138 kV Line Tap | Arnold (SubstationID: 21898) - Perkins (Rock) (SubstationID: 23518) | Marquette County - J1251 | 62878 | Not Provided by ISO | Not Provided by ISO | Not Provided by ISO | Not Provided by ISO | Not Provided by ISO
MISO | J1253 | 2019-04-29 | Solar PV | 100 | Wisconsin | Fond Du Lac County | Active/not Started | American Transmission Co. LLC | South Fond Du Lac to Fitzgerald 345 kV line | Fitzgerald (SubstationID: 21354) - South Fond du Lac (SubstationID: 17505) | Fond du Lac County - J1253 | 63060 | Not Provided by ISO | Not Provided by ISO | Not Provided by ISO | Not Provided by ISO | Not Provided by ISO
MISO | J1254 | 2019-04-29 | Solar PV | 150 | Indiana | Knox County | Active/not Started | Duke Energy Indiana | Merom - Gibson - Wheatland 345kV Line | Gibson Generation Station (SubstationID: 27024) - Merom (SubstationID: 10581) - Wheatland Generating Facility (SubstationID: 16831) | Ratts 2 Solar | 63061 | Not Provided by ISO | Not Provided by ISO | Not Provided by ISO | Not Provided by ISO | Not Provided by ISO
MISO | J1255 | 2019-04-29 | Solar PV | 200 | Michigan | Ionia County | Active/not Started | Michigan Electric Transmission Company, LLC | Marquette - Vergennes 138 kV Line Tap | Marquette - Easton (SubstationID: 25645) - Vergennes (SubstationID: 33315) | Ionia County - J1255 | 62879 | Not Provided by ISO | Not Provided by ISO | Not Provided by ISO | Not Provided by ISO | Not Provided by ISO
MISO | J1256 | 2019-04-29 | Solar PV | 150 | Michigan | Washtenaw County | Withdrawn/not Started | ITC Transmission | Dorset 120 kV Substation | Dorset - Saline Twp (SubstationID: 26052) | Washtenaw County - J1256 | 62880 | Not Provided by ISO | Not Provided by ISO | Not Provided by ISO | Not Provided by ISO | Not Provided by ISO
MISO | J1260 | 2019-04-29 | Solar PV | 164 | Arkansas | Desha County | Withdrawn/not Started | Entergy Arkansas, LLC | Dumas - Reed 115kV Line | Dumas (SubstationID: 21436) | Desha County - J1260 | 63062 | Not Provided by ISO | Not Provided by ISO | Not Provided by ISO | Not Provided by ISO | Not Provided by ISO
MISO | J1261 | 2019-04-29 | Solar PV | 90 | Arkansas | Monroe County | Withdrawn/not Started | Entergy Arkansas, LLC | Clarendon - Brinkley East 115kV Line | Clarendon (SubstationID: 28301) | Monroe County - J1261 | 63063 | Not Provided by ISO | Not Provided by ISO | Not Provided by ISO | Not Provided by ISO | Not Provided by ISO
MISO | J1263 | 2019-04-29 | Solar PV; Battery Storage | 408.6 | Illinois | Clark County | Active/not Started | Ameren Illinois | Casey - Kansas West 345kV Line | Casey West (SubstationID: 46609) | Clark County - J1263 | 63064 | Not Provided by ISO | Not Provided by ISO | Not Provided by ISO | Not Provided by ISO | Not Provided by ISO
MISO | J1265 | 2019-04-29 | Solar PV | 43 | Indiana | Lagrange County | Active/not Started | Northern Indiana Public Service Company | Wolcottville - South Milford 69kV Line | Wolcottville-Lagrange Co.-Wolcottville (SubstationID: 33628) | LaGrange County - J1265 | 62881 | Not Provided by ISO | Not Provided by ISO | Not Provided by ISO | Not Provided by ISO | Not Provided by ISO
MISO | J1266 | 2019-04-29 | Solar PV | 99 | Illinois | Marion County | Active/not Started | Ameren Illinois | Kinmundy - Salem 138kV Line | Kinmundy (SubstationID: 17237) - West Salem (SubstationID: 23033) | Marion County - J1266 | 62882 | Not Provided by ISO | Not Provided by ISO | Not Provided by ISO | Not Provided by ISO | Not Provided by ISO
MISO | J1267 | 2019-04-29 | Solar PV | 135 | Arkansas | Cross County | Withdrawn/not Started | Entergy Arkansas, LLC | Fisher - Cherry Valley 161kV Line | Cherry Valley (SubstationID: 28180) - Fisher (SubstationID: 28191) | Cross County - J1267 | 62883 | Not Provided by ISO | Not Provided by ISO | Not Provided by ISO | Not Provided by ISO | Not Provided by ISO
MISO | J1268 | 2019-04-29 | Solar PV | 150 | Missouri | Lincoln County | Active/not Started | Ameren Missouri | Pike - Troy 161kV Line | Pike (SubstationID: 39966) - Troy (SubstationID: 47456) | Winfield Solar | 63065 | Not Provided by ISO | Not Provided by ISO | Not Provided by ISO | Not Provided by ISO | Not Provided by ISO
MISO | J1269 | 2019-04-29 | Solar PV; Battery Storage | 100 | Indiana | Warrick County | Active/not Started | Southern Indiana Gas & Electric Company d/b/a Vectren Energy Delivery of Indiana, Inc. | Elliott 69kV Substation | Elliott (SubstationID: 33919) | Warrick County - J1269 | 63066 | Not Provided by ISO | Not Provided by ISO | Not Provided by ISO | Not Provided by ISO | Not Provided by ISO
MISO | J1270 | 2019-04-29 | Wind | 200 | Iowa | Palo Alto County | Active/not Started | MidAmerican Energy Company | Kossuth - O'Brien 345 kV Line Tap | Kossuth (SubstationID: 31060) - O'Brien (SubstationID: 21496) | Palo Alto County - J1270 | 62884 | Not Provided by ISO | Not Provided by ISO | Not Provided by ISO | Not Provided by ISO | Not Provided by ISO
MISO | J1273 | 2019-04-29 | Solar PV | 100 | Indiana | Marshall County /starke County | Withdrawn/not Started | Northern Indiana Public Service Company | Burr Oak - East Winnamac 138 kV Line Tap | Burr Oak (SubstationID: 14003) | Marshall County,Starke County - J1273 | 62885 | Not Provided by ISO | Not Provided by ISO | Not Provided by ISO | Not Provided by ISO | Not Provided by ISO
MISO | J1274 | 2019-04-29 | Solar PV; Battery Storage | 100 | Indiana | Posey County | Active/not Started | Southern Indiana Gas & Electric Company d/b/a Vectren Energy Delivery of Indiana, Inc. | Point 69kV Substation |  | Posey County - J1274 | 63067 | Not Provided by ISO | Not Provided by ISO | Not Provided by ISO | Not Provided by ISO | Not Provided by ISO
MISO | J1275 | 2019-04-29 | Solar PV | 100 | Kentucky | Henderson County | Active/not Started | Big Rivers Electric Corporation | Henderson 161 kV Substation |  | Henderson County - J1275 | 62886 | Not Provided by ISO | Not Provided by ISO | Not Provided by ISO | Not Provided by ISO | Not Provided by ISO
MISO | J1276 | 2019-04-29 | Solar PV; Battery Storage | 100 | Indiana | Posey County | Active/not Started | Southern Indiana Gas & Electric Company d/b/a Vectren Energy Delivery of Indiana, Inc. | Point 69kV Substation |  | Posey County - J1276 | 63068 | Not Provided by ISO | Not Provided by ISO | Not Provided by ISO | Not Provided by ISO | Not Provided by ISO
MISO | J1277 | 2019-04-29 | Solar PV | 130 | Texas | Liberty County | Withdrawn/not Started | Entergy Texas, Inc. | Pintail 138 kV Substation | Pintail (SubstationID: 55718) | Liberty County - J1277 | 62887 | Not Provided by ISO | Not Provided by ISO | Not Provided by ISO | Not Provided by ISO | Not Provided by ISO
MISO | J1278 | 2019-04-29 | Solar PV | 100 | Texas | Polk County | Withdrawn/not Started | Entergy Texas, Inc. | Corrigan Bulk - Staley 138kV Line | Corrigan Bulk (SubstationID: 29698) - Staley (SubstationID: 72599) | Polk County - J1278 | 63069 | Not Provided by ISO | Not Provided by ISO | Not Provided by ISO | Not Provided by ISO | Not Provided by ISO
MISO | J1279 | 2019-04-29 | Solar PV | 100 | Texas | Hardin County | Withdrawn/not Started | Entergy Texas, Inc. | Rye - Cypress 138kV Line | Cypress (SubstationID: 29780) | Hardin County - J1279 | 63070 | Not Provided by ISO | Not Provided by ISO | Not Provided by ISO | Not Provided by ISO | Not Provided by ISO
MISO | J1280 | 2019-04-29 | Solar PV | 100 | Arkansas | Monroe County | Withdrawn/not Started | Entergy Arkansas, LLC | Brinkley East - Clarendon 115kV Line | Brinkley East (SubstationID: 21492) - Clarendon (SubstationID: 28301) | Monroe County - J1280 | 63071 | Not Provided by ISO | Not Provided by ISO | Not Provided by ISO | Not Provided by ISO | Not Provided by ISO
MISO | J1281 | 2019-04-29 | Solar PV | 75 | Arkansas | Ashley County | Active/not Started | Entergy Arkansas, LLC | Crossett - Monticello East 115kV Line | Monticello East (SubstationID: 21788) | Ashley County - J1281 | 63072 | Not Provided by ISO | Not Provided by ISO | Not Provided by ISO | Not Provided by ISO | Not Provided by ISO
MISO | J1282 | 2019-04-29 | Solar PV | 200 | Louisiana | Beauregard Parish | Withdrawn/not Started | Cleco Corporation | Cooper - Penton Road 230kV Line | Cooper Switching (SubstationID: 25135) - Penton Road (SubstationID: 25151) | Beauregard Parish - J1282 | 63073 | Not Provided by ISO | Not Provided by ISO | Not Provided by ISO | Not Provided by ISO | Not Provided by ISO
MISO | J1284 | 2019-04-29 | Solar PV | 250 | Iowa | Linn County | Active/not Started | ITC Midwest | Duane Arnold - Tiffin (MEC) 345 kV Line Tap | Tiffin (SubstationID: 46517) | Linn County - J1284 | 62888 | Not Provided by ISO | Not Provided by ISO | Not Provided by ISO | Not Provided by ISO | Not Provided by ISO
MISO | J1286 | 2019-04-29 | Solar PV | 150 | Louisiana | Evangeline Parish | Active/not Started | Cleco Corporation | Manuel 138 kV Substation | Manuel (SubstationID: 25175) | Evangeline Parish - J1286 | 62889 | Not Provided by ISO | Not Provided by ISO | Not Provided by ISO | Not Provided by ISO | Not Provided by ISO
MISO | J1287 | 2019-04-29 | Solar PV | 50 | Mississippi | Tunica County | Withdrawn/not Started | Entergy Mississippi, LLC | Tunica - Crenshaw 115kV Line | Crenshaw (SubstationID: 29737) - Tunica (SubstationID: 33231) | Tunica County - J1287 | 63074 | Not Provided by ISO | Not Provided by ISO | Not Provided by ISO | Not Provided by ISO | Not Provided by ISO
MISO | J1289 | 2019-04-29 | Wind | 200 | Illinois | Morgan County | Active/not Started | Ameren Illinois | Turner 345kV Switching Station |  | Morgan County - J1289 | 63075 | Not Provided by ISO | Not Provided by ISO | Not Provided by ISO | Not Provided by ISO | Not Provided by ISO
MISO | J1291 | 2019-04-29 | Solar PV | 100 | Louisiana | Catahoula Parish | Withdrawn/not Started | Entergy Louisiana, LLC | Standard - Red Gum 115 kV Line Tap | Red Gum (SubstationID: 21716) - Standard (SubstationID: 32883) | Catahoula Parish - J1291 | 62890 | Not Provided by ISO | Not Provided by ISO | Not Provided by ISO | Not Provided by ISO | Not Provided by ISO
MISO | J1292 | 2019-04-29 | Wind | 198 | Michigan | Ionia County | Active/not Started | Michigan Electric Transmission Company, LLC | Thompson Road 138kV Substation | New Thompson Rd (SubstationID: 55867) | Ionia County - J1292 | 63076 | Not Provided by ISO | Not Provided by ISO | Not Provided by ISO | Not Provided by ISO | Not Provided by ISO
MISO | J1294 | 2019-04-29 | Solar PV | 99 | Mississippi | Sunflower County | Active/not Started | Entergy Mississippi, LLC | Indianola - Cleveland 115kV Line | Cleveland - South (SubstationID: 29555) - Indianola (SubstationID: 30864) | Sunflower County - J1294 | 62891 | Not Provided by ISO | Not Provided by ISO | Not Provided by ISO | Not Provided by ISO | Not Provided by ISO
MISO | J1295 | 2019-04-29 | Solar PV | 280 | Indiana | Gibson County | Active/not Started | Duke Energy Indiana | Gibson - Francisco 345kV Line | Francisco (SubstationID: 34455) - Gibson Generation Station (SubstationID: 27024) | Gibson Solar | 62892 | Not Provided by ISO | Not Provided by ISO | Not Provided by ISO | Not Provided by ISO | Not Provided by ISO
MISO | J1296 | 2019-04-29 | Solar PV | 200 | Indiana | Gibson County | Active/not Started | Southern Indiana Gas & Electric Company d/b/a Vectren Energy Delivery of Indiana, Inc. | Francisco 138kV Substation | Francisco (SubstationID: 34455) | Elliot Solar | 62893 | Not Provided by ISO | Not Provided by ISO | Not Provided by ISO | Not Provided by ISO | Not Provided by ISO
MISO | J1297 | 2019-04-29 | Solar PV | 170 | Michigan | Shiawassee County | Active/not Started | Michigan Electric Transmission Company, LLC | Cornell - Bell Road 138 kV Line | Cornell - Caledonia (SubstationID: 25712) | Shiawassee County - J1297 | 62894 | Not Provided by ISO | Not Provided by ISO | Not Provided by ISO | Not Provided by ISO | Not Provided by ISO
MISO | J1298 | 2019-04-29 | Solar PV | 150 | Minnesota | Freeborn County | Active/not Started | SMMPA | Hayward - Murphy Creek 161kV Line | Hayward (SubstationID: 13027) | Freeborn County - J1298 | 62895 | Not Provided by ISO | Not Provided by ISO | Not Provided by ISO | Not Provided by ISO | Not Provided by ISO
MISO | J1299 | 2019-04-29 | Solar PV | 200 | Missouri | Scott County | Active/not Started | Ameren Missouri | Miner - Kelso 161kV Line | Kelso (SubstationID: 21556) - Miner (SubstationID: 38380) | Scott County - J1299 | 62896 | Not Provided by ISO | Not Provided by ISO | Not Provided by ISO | Not Provided by ISO | Not Provided by ISO
MISO | J1300 | 2019-04-29 | Solar PV | 120 | Minnesota | Nobles County | Active/not Started | ITC Midwest | Brewster - Elk 161kV Line | Brewster (SubstationID: 71547) - Elk (SubstationID: 30075) | Nobles County - J1300 | 62897 | Not Provided by ISO | Not Provided by ISO | Not Provided by ISO | Not Provided by ISO | Not Provided by ISO
MISO | J1301 | 2019-04-29 | Solar PV | 150 | Illinois | Washington County | Active/not Started | Ameren Illinois | Prest 138kV Switching Station | Prest (Tilden) (SubstationID: 23021) | Washington County - J1301 | 62898 | Not Provided by ISO | Not Provided by ISO | Not Provided by ISO | Not Provided by ISO | Not Provided by ISO
MISO | J1302 | 2019-04-29 | Solar PV | 150 | Illinois | Saline County | Active/not Started | Ameren Illinois | Muddy - Norris City 138kV Line | Muddy (SubstationID: 22980) - Norris City (SubstationID: 22860) | Saline County - J1302 | 62899 | Not Provided by ISO | Not Provided by ISO | Not Provided by ISO | Not Provided by ISO | Not Provided by ISO
MISO | J1303 | 2019-04-29 | Solar PV | 150 | Illinois | Jackson County | Active/not Started | Southern Illinois Power Cooperative | Campbell Hill - Jackson 161kV Line | Campbell Hill (SubstationID: 10242) - Jackson (SubstationID: 10183) | Jackson County - J1303 | 62900 | Not Provided by ISO | Not Provided by ISO | Not Provided by ISO | Not Provided by ISO | Not Provided by ISO
MISO | J1304 | 2019-04-29 | Solar PV | 65 | Wisconsin | Rock County | Active/not Started | American Transmission Co. LLC | Paddock - Townline Road 138kV Line | Paddock (SubstationID: 133) - Town Line Road (Beloit) (SubstationID: 23581) | Paddock Solar | 67886 | Not Provided by ISO | Not Provided by ISO | Not Provided by ISO | Not Provided by ISO | Not Provided by ISO
MISO | J1305 | 2019-04-29 | Solar PV | 49.9 | Wisconsin | Green County | Active/not Started | American Transmission Co. LLC | Albany - Bass Creek 138kV Line | Albany (SubstationID: 44744) - Bass Creek (Plymouth) (SubstationID: 23343) | Green County - J1305 | 62902 | Not Provided by ISO | Not Provided by ISO | Not Provided by ISO | Not Provided by ISO | Not Provided by ISO
MISO | J1306 | 2019-04-29 | Solar PV | 200 | Illinois | Perry County | Active/not Started | Ameren Illinois | Pickneyville - St John 230kV Line | Pinckneyville (SubstationID: 23236) - St Johns (SubstationID: 22869) | Perry County - J1306 | 62903 | Not Provided by ISO | Not Provided by ISO | Not Provided by ISO | Not Provided by ISO | Not Provided by ISO
MISO | J1307 | 2019-04-29 | Solar PV | 150 | Michigan | Eaton County | Active/not Started | Michigan Electric Transmission Company, LLC | Oneida - Battle Creek 345kV Line | Battle Creek (SubstationID: 29034) - Oneida (SubstationID: 31979) | Eaton County - J1307 | 62904 | Not Provided by ISO | Not Provided by ISO | Not Provided by ISO | Not Provided by ISO | Not Provided by ISO
MISO | J1308 | 2019-04-29 | Solar PV | 300 | Indiana | Posey County | Active/not Started | Southern Indiana Gas & Electric Company d/b/a Vectren Energy Delivery of Indiana, Inc. | AB Brown - Gibson 345kV Line | Brown (SubstationID: 27492) - Gibson Generation Station (SubstationID: 27024) | Posey Solar Project | 62905 | Not Provided by ISO | Not Provided by ISO | Not Provided by ISO | Not Provided by ISO | Not Provided by ISO
MISO | J1309 | 2019-04-29 | Solar PV | 129.9 | Arkansas | Arkansas County | Withdrawn/not Started | Entergy Arkansas, LLC | Gillett 115 kV Substation | Gillett (SubstationID: 28333) | Arkansas County - J1309 | 62906 | Not Provided by ISO | Not Provided by ISO | Not Provided by ISO | Not Provided by ISO | Not Provided by ISO
MISO | J1310 | 2019-04-29 | Solar PV | 125 | Michigan | Jackson County | Active/not Started | Michigan Electric Transmission Company, LLC | Blackstone - Marshall 138 kV Line | Blackstone (SubstationID: 25680) - Marshall (SubstationID: 41069) | Jackson County - J1310 | 62907 | Not Provided by ISO | Not Provided by ISO | Not Provided by ISO | Not Provided by ISO | Not Provided by ISO
MISO | J1311 | 2019-04-29 | Solar PV | 150 | Illinois | St. Clair County | Active/not Started | Ameren Illinois | Fayetteville Bee Hollow Road 138 kV Substation | Fayetteville Bee Holw Rd (SubstationID: 22923) | St. Clair County - J1311 | 62908 | Not Provided by ISO | Not Provided by ISO | Not Provided by ISO | Not Provided by ISO | Not Provided by ISO
MISO | J1312 | 2019-04-29 | Solar PV | 50 | South Dakota | Mccook County | Active/not Started | Northern States Power (Xcel Energy) | Grant 115 kV Substation | Grant (SubstationID: 30481) | McCook County - J1312 | 62909 | Not Provided by ISO | Not Provided by ISO | Not Provided by ISO | Not Provided by ISO | Not Provided by ISO
MISO | J1313 | 2019-04-29 | Solar PV | 100 | Iowa | Greene County | Active/not Started | ITC Midwest | 161kV bus at Karma substation | Karma (SubstationID: 19893) | Greene County - J1313 | 63077 | Not Provided by ISO | Not Provided by ISO | Not Provided by ISO | Not Provided by ISO | Not Provided by ISO
MISO | J1314 | 2019-04-29 | Solar PV | 100 | Wisconsin | Polk County | Active/not Started | Dairyland Power Cooperative | Apple River 161 kV Substation | Apple River (SubstationID: 42803) | Apple River Solar | 63078 | Not Provided by ISO | Not Provided by ISO | Not Provided by ISO | Not Provided by ISO | Not Provided by ISO
MISO | J1315 | 2019-04-29 | Wind | 600 | Minnesota | Cottonwood County /murray County /redwood County | Active/not Started | Great River Energy | Lyon County - Cedar Mountain 345 kV Line Tap | Cedar Mountain (SubstationID: 524) - Lyon County (SubstationID: 519) - Plum Creek Wind Farm (SubstationID: 54663) | Plum Creek | 57924 | Not Provided by ISO | Not Provided by ISO | Not Provided by ISO | Not Provided by ISO | Not Provided by ISO
MISO | J1317 | 2019-04-29 | Wind | 150 | Michigan | Sanilac County | Withdrawn/not Started | ITC Transmission | Bennet 120kV Substation | Bennet - Marlette Twp (SubstationID: 26018) | Sanilac County - J1317 | 63080 | Not Provided by ISO | Not Provided by ISO | Not Provided by ISO | Not Provided by ISO | Not Provided by ISO
MISO | J1318 | 2019-04-29 | Solar PV | 25 | Indiana | Rush County | Active/not Started | Duke Energy Indiana | Rushville 69kV Substation | Glenwood (SubstationID: 27296) - Rushville (SubstationID: 27391) | Rush County - J1318 | 63081 | Not Provided by ISO | Not Provided by ISO | Not Provided by ISO | Not Provided by ISO | Not Provided by ISO
MISO | J1319 | 2019-04-29 | Wind | 117.5 | Michigan | Huron County | Active/not Started | ITC Transmission | Rapson 120kV Substation | Rapson (SubstationID: 12835) | Huron County - J1319 | 63082 | Not Provided by ISO | Not Provided by ISO | Not Provided by ISO | Not Provided by ISO | Not Provided by ISO
MISO | J1320 | 2019-04-29 | Solar PV | 150 | Michigan | Branch County | Active/not Started | Michigan Electric Transmission Company, LLC | Coldwater - Batavia 138kV Line | Batavia (SubstationID: 20755) - Coldwater (SubstationID: 18911) | Branch County - J1320 | 63083 | Not Provided by ISO | Not Provided by ISO | Not Provided by ISO | Not Provided by ISO | Not Provided by ISO
MISO | J1322 | 2019-04-29 | Solar PV | 200 | Michigan | Eaton County | Withdrawn/not Started | Michigan Electric Transmission Company, LLC | Battle Creek - Oneida 345kV Tap | Battle Creek (SubstationID: 29034) - Oneida (SubstationID: 31979) | Eaton County - J1322 | 63084 | Not Provided by ISO | Not Provided by ISO | Not Provided by ISO | Not Provided by ISO | Not Provided by ISO
MISO | J1324 | 2019-04-29 | Solar PV | 150 | Illinois | Montgomery County | Withdrawn/not Started | Ameren Illinois | Midway 138kV Substation | Midway (SubstationID: 22973) | Montgomery County - J1324 | 63085 | Not Provided by ISO | Not Provided by ISO | Not Provided by ISO | Not Provided by ISO | Not Provided by ISO
MISO | J1325 | 2019-04-29 | Solar PV | 200 | Minnesota | Rock County | Active/not Started | ITC Midwest | Magnolia 161 kV substation | Magnolia (SubstationID: 31352) | Rock County - J1325 | 63086 | Not Provided by ISO | Not Provided by ISO | Not Provided by ISO | Not Provided by ISO | Not Provided by ISO
MISO | J1328 | 2019-04-29 | Solar PV | 100 | South Dakota | Grant County | Active/not Started | Otter Tail Power Company | Big Stone South 345kV Sub | Big Stone South (SubstationID: 19532) | Big Stone Solar (AKA Grant County - J1328) | 63087 | Not Provided by ISO | Not Provided by ISO | Not Provided by ISO | Not Provided by ISO | Not Provided by ISO
MISO | J1330 | 2019-04-29 | Solar PV | 200 | Illinois | Randolph County | Active/not Started | Ameren Illinois | Baldwin 345kV Substation | Baldwin (SubstationID: 878) | Randolph County - J1330 | 63088 | Not Provided by ISO | Not Provided by ISO | Not Provided by ISO | Not Provided by ISO | Not Provided by ISO
MISO | J1331 | 2019-04-29 | Solar PV | 100 | Michigan | St. Clair County | Active/not Started | ITC Transmission | Greenwood 120 kV Substation | Greenwood (SubstationID: 17584) | St. Clair County - J1331 | 63089 | Not Provided by ISO | Not Provided by ISO | Not Provided by ISO | Not Provided by ISO | Not Provided by ISO
MISO | J1332 | 2019-04-29 | Solar PV | 200 | Indiana | Jasper County | Active/not Started | Northern Indiana Public Service Company | Schahfer 345kV Substation | Schahfer Gen. Station (SubstationID: 32600) | Jasper County - J1332 | 63090 | Not Provided by ISO | Not Provided by ISO | Not Provided by ISO | Not Provided by ISO | Not Provided by ISO
MISO | J1333 | 2019-04-29 | Solar PV; Battery Storage | 199.5 | Indiana | Jasper County /starke County | Active/not Started | Northern Indiana Public Service Company | Schahfer - Burr Oak 345kV Line | Burr Oak (SubstationID: 14003) - Schahfer Gen. Station (SubstationID: 32600) | Jasper County,Starke County - J1333 | 63091 | Not Provided by ISO | Not Provided by ISO | Not Provided by ISO | Not Provided by ISO | Not Provided by ISO
MISO | J1334 | 2019-04-29 | Solar PV; Battery Storage | 199.5 | Indiana | Jasper County /starke County | Active/not Started | Northern Indiana Public Service Company | Schahfer - Burr Oak 345kV Line | Burr Oak (SubstationID: 14003) - Schahfer Gen. Station (SubstationID: 32600) | Jasper County,Starke County - J1334 | 63092 | Not Provided by ISO | Not Provided by ISO | Not Provided by ISO | Not Provided by ISO | Not Provided by ISO
MISO | J1335 | 2019-04-29 | Solar PV; Battery Storage | 199.5 | Indiana | Jasper County /starke County | Active/not Started | Northern Indiana Public Service Company | Schahfer - Burr Oak 345kV Line | Burr Oak (SubstationID: 14003) - Schahfer Gen. Station (SubstationID: 32600) | Jasper County,Starke County - J1335 | 63093 | Not Provided by ISO | Not Provided by ISO | Not Provided by ISO | Not Provided by ISO | Not Provided by ISO
MISO | J1336 | 2019-04-29 | Solar PV; Battery Storage | 199.5 | Indiana | Jasper County /starke County | Active/not Started | Northern Indiana Public Service Company | Schahfer 345 kV Substation | Schahfer Gen. Station (SubstationID: 32600) | Dunns Bridge Solar II | 67832 | Not Provided by ISO | Not Provided by ISO | Not Provided by ISO | Not Provided by ISO | Not Provided by ISO
MISO | J1337 | 2019-04-29 | Solar PV | 300 | Minnesota | Sherburne County | Active/not Started | Northern States Power (Xcel Energy) | Sherburne County 345 kV substation | Sherburne County (Sherco) (SubstationID: 17220) | Sherburne County - J1337 | 63095 | Not Provided by ISO | Not Provided by ISO | Not Provided by ISO | Not Provided by ISO | Not Provided by ISO
MISO | J1338 | 2019-04-29 | Wind | 150 | Missouri | Audrain County | Active/not Started | Ameren Missouri | Spencer Creek - Montgomery 345 kV Line Tap | Montgomery (SubstationID: 38456) - Spencer Creek Sw (SubstationID: 35090) | Audrain County - J1338 | 62910 | Not Provided by ISO | Not Provided by ISO | Not Provided by ISO | Not Provided by ISO | Not Provided by ISO
MISO | J1339 | 2019-04-29 | Solar PV; Battery Storage | 199.5 | Indiana | Jasper County /starke County | Active/not Started | Northern Indiana Public Service Company | Schahfer 345kV Substation | Schahfer Gen. Station (SubstationID: 32600) | Dunns Bridge Solar II | 67832 | Not Provided by ISO | Not Provided by ISO | Not Provided by ISO | Not Provided by ISO | Not Provided by ISO
MISO | J1340 | 2019-04-29 | Solar PV; Battery Storage | 199.5 | Indiana | Jasper County /starke County | Active/not Started | Northern Indiana Public Service Company | Schahfer 345kV Substation | Schahfer Gen. Station (SubstationID: 32600) | Dunns Bridge Solar II | 67832 | Not Provided by ISO | Not Provided by ISO | Not Provided by ISO | Not Provided by ISO | Not Provided by ISO
MISO | J1341 | 2019-04-29 | Wind | 398 | Iowa | Buchanan County | Active/not Started | ITC Midwest | Hazleton 345kV Substation | Hazleton (SubstationID: 1145) | Buchanan County - J1341 | 63098 | Not Provided by ISO | Not Provided by ISO | Not Provided by ISO | Not Provided by ISO | Not Provided by ISO
MISO | J1342 | 2019-04-29 | Solar PV | 99 | Indiana | Starke County | Active/not Started | Northern Indiana Public Service Company | Starke 138kV Substation | Starke (SubstationID: 32891) | Starke County - J1342 | 63099 | Not Provided by ISO | Not Provided by ISO | Not Provided by ISO | Not Provided by ISO | Not Provided by ISO
MISO | J1343 | 2019-04-29 | Solar PV | 96 | Iowa | Cerro Gordo County | Withdrawn/not Started | ITC Midwest | Emery - Lime Creek 161 kV Line Tap | Emery (SubstationID: 30103) - Lime Creek (SubstationID: 17499) | Cerro Gordo County - J1343 | 63100 | Not Provided by ISO | Not Provided by ISO | Not Provided by ISO | Not Provided by ISO | Not Provided by ISO
MISO | J1344 | 2019-04-29 | Solar PV | 48 | Iowa | Mills County | Withdrawn/not Started | MidAmerican Energy Company | Hastings 69 kV Substation | Hastings (SubstationID: 55903) | Mills County - J1344 | 63101 | Not Provided by ISO | Not Provided by ISO | Not Provided by ISO | Not Provided by ISO | Not Provided by ISO
MISO | J1348 | 2019-04-29 | Solar PV | 200 | Indiana | Vermillion County | Active/not Started | Duke Energy Indiana | Cayuga - Sugar Creek 345kV Line | Cayuga Station (SubstationID: 16785) - Sugar Creek (SubstationID: 14007) | Vermillion County - J1348 | 63102 | Not Provided by ISO | Not Provided by ISO | Not Provided by ISO | Not Provided by ISO | Not Provided by ISO
MISO | J1349 | 2019-04-29 | Solar; Wind | 335 | Minnesota | Cottonwood County | Active/not Started | Northern States Power (Xcel Energy) | Crandall 345 kV Substation |  | Cottonwood County - J1349 | 63103 | Not Provided by ISO | Not Provided by ISO | Not Provided by ISO | Not Provided by ISO | Not Provided by ISO
MISO | J1350 | 2019-04-29 | Solar PV | 150 | Michigan | Monroe County | Active/not Started | Michigan Electric Transmission Company, LLC | Milan ñ Monroe ñ Morocco 345 kV Point |  | Azalia Solar | 63104 | Not Provided by ISO | Not Provided by ISO | Not Provided by ISO | Not Provided by ISO | Not Provided by ISO
MISO | J1351 | 2019-04-29 | Solar PV | 120 | Louisiana | Madison Parish | Withdrawn/not Started | Entergy Louisiana, LLC | Tallulah - Delhi 115kV Line Tap | Delhi (SubstationID: 29850) - Tallulah (SubstationID: 33093) | Madison Parish - J1351 | 62912 | Not Provided by ISO | Not Provided by ISO | Not Provided by ISO | Not Provided by ISO | Not Provided by ISO
MISO | J1352 | 2019-04-29 | Solar PV | 100 | Missouri | Montgomery County | Active/not Started | Ameren Missouri | Spencer Creek - Montgomery 345kV Line | Montgomery (SubstationID: 38456) - Spencer Creek Sw (SubstationID: 35090) | Montgomery County - J1352 | 63105 | Not Provided by ISO | Not Provided by ISO | Not Provided by ISO | Not Provided by ISO | Not Provided by ISO
MISO | J1356 | 2019-04-29 | Solar PV | 160 | Indiana | Martin County | Active/not Started | Duke Energy Indiana | Whitfield 138kV Substation | Whitfield (SubstationID: 27169) | Martin County - J1356 | 63107 | Not Provided by ISO | Not Provided by ISO | Not Provided by ISO | Not Provided by ISO | Not Provided by ISO
MISO | J1360 | 2019-04-29 | Wind | 300 | Illinois | Piatt County | Active/not Started | Ameren Illinois | Goose Creek 345kV Switchyard | Goose Creek Energy Center (SubstationID: 17236) | Goose Creek Wind | 63752 | Not Provided by ISO | Not Provided by ISO | Not Provided by ISO | Not Provided by ISO | Not Provided by ISO