## PJM Test
Queue Type | Queue # | Queue Date | Project Type | Capacity | State | County/Town | Status | Transmission Owner | Interconnection POI | Substation | Project Name | Project ID | Feasibility Study | Impact Study | Facility Status | ISA/WMPA | CSA
PJM | D05 | 2000-06-15 | Wind | 70 | Pennsylvania | Wayne | In Service | PPL Electric Utilities | East Carbondale 69kV | East Carbondale (SubstationID: 19963) | Waymart | 969 | Document Posted | Document Posted | Document Posted | Document Posted | Document Posted
PJM | E06 | 2000-10-05 | Wind | 15.6 | Pennsylvania | Luzerne | Withdrawn | PPL Electric Utilities | Bear Creek 69kV (Wind) | Bear Creek Wind Farm (SubstationID: 63764) |  |  | Document Posted | Document Posted | Document Posted | Document Posted
PJM | E13 | 2000-11-03 | Wind | 10 | Pennsylvania | Somerset | In Service | Pennsylvania Electric Company (Penelec) | Somerset 22.86kV | Somerset (SubstationID: 19473) | Somerset Wind Farm | 43534 | Document Posted | Document Posted | Document Posted | Document Posted | Not Required
PJM | F04 | 2001-01-18 | Wind | 30 | Pennsylvania | Somerset | Withdrawn | Pennsylvania Electric Company (Penelec) | Somerset 115kV | Somerset (SubstationID: 19473) |  |  | Document Posted | Document Posted | Document Posted | Withdrawn | Withdrawn
PJM | G16 | 2001-04-02 | Wind | 8 | Virginia | Northampton | Withdrawn | Delmarva Power & Light Company | Bayview 26kV (Wind) | Bayview (SubstationID: 37705) |  |  | Document Posted | Document Posted | Document Posted | Withdrawn
PJM | G21 | 2001-04-06 | Wind | 48 | Pennsylvania | Somerset | In Service | Pennsylvania Electric Company (Penelec) | Meyersdale North | Meyersdale North (SubstationID: 19970) | Meyersdale | 963 | Document Posted | Document Posted | Document Posted | Document Posted | Document Posted
PJM | H04 | 2001-09-07 | Wind | 16.9 | Pennsylvania | Luzerne | Withdrawn | PPL Electric Utilities | Wright 69kV (Wind) | Wright - Luzerne County (SubstationID: 37749) |  |  | Document Posted | Document Posted
PJM | H04_W64 | 2001-09-17 | Wind | 150 | West Virginia | Grant | Withdrawn | Allegheny Power | Henry 138 kV | Fort Henry (SubstationID: 34418) |  |  | Document Posted | Document Posted | Document Posted | Withdrawn | Withdrawn
PJM | H21_W68 | 2002-01-29 | Wind | 300 | West Virginia | Grant | In Service | Allegheny Power | Greenland Gap 500kV | Greenland Gap (SubstationID: 14240) | NedPower Mount Storm I | 15247 | Document Posted | Document Posted | Document Posted | Document Posted | Document Posted
PJM | H21_W68 | 2002-01-29 | Wind | 300 | West Virginia | Grant | In Service | Allegheny Power | Greenland Gap 500kV | Greenland Gap (SubstationID: 14240) | NedPower Mount Storm II | 7765 | Document Posted | Document Posted | Document Posted | Document Posted | Document Posted
PJM | H23 | 2002-01-30 | Wind | 10 | Pennsylvania | Luzerne | Withdrawn | PPL Electric Utilities | Bear Creek | Bear Creek 69 kV (SubstationID: 19958) |  |  | Document Posted | Withdrawn
PJM | H23_W70 | 2002-01-30 | Wind | 100 | Maryland | Garrett | In Service | Allegheny Power | Kelso Gap 138 kV | Kelso Gap (SubstationID: 20074) | Criterion | 448 | Document Posted | Document Posted | Document Posted | Document Posted | Document Posted
PJM | I01 | 2002-02-13 | Wind | 7.5 | New Jersey | Atlantic | In Service | Atlantic City Electric | Ontario 23kV | Jersey Atlantic Wind Farm (SubstationID: 19833) - Ontario (SubstationID: 19978) | Jersey-Atlantic Wind | 2340 | Document Posted | Document Posted | Not Required | Document Posted | Document Posted
PJM | I03_W74 | 2002-03-27 | Wind | 40 | Pennsylvania | Allegheny | Withdrawn | Allegheny Power | Savage 138kV |  |  |  | Document Posted | Document Posted | Document Posted | Document Posted | Document Posted
PJM | I04 | 2002-03-29 | Wind | 45 | Pennsylvania | Somerset | Withdrawn | Pennsylvania Electric Company (Penelec) | Somerset-Allegheny 115kV | Allegheny (SubstationID: 20205) - Somerset (SubstationID: 19473) |  |  | Document Posted | Document Posted | Document Posted | Withdrawn | Withdrawn
PJM | I13 | 2002-07-30 | Wind | 29.4 | Pennsylvania | Somerset | In Service | Pennsylvania Electric Company (Penelec) | Hooversville 115kV | Hooversville (SubstationID: 19484) | Forward | 6114 | Document Posted | Document Posted | Document Posted | Document Posted | Document Posted
PJM | J01 | 2002-08-28 | Wind | 41 | Virginia | Highland | Withdrawn | Allegheny Power | Monterey 69kV | Monterey (SubstationID: 19973) |  |  | Document Posted | Withdrawn
PJM | J03_CE14 | 2002-10-15 | Wind | 20 | Illinois | Lee | Withdrawn | ComEd (Commonwealth Edison) | Sublette Wind Farm |  |  |  | Not Required | Document Posted | Not Required | Withdrawn
PJM | J04_CE15 | 2002-10-20 | Wind | 25 | Illinois | Lasalle | Withdrawn | ComEd (Commonwealth Edison) | West Brooklyn Wind Farm |  |  |  | Not Required | Document Posted | Not Required | Withdrawn
PJM | J06 | 2002-10-25 | Wind | 34 | Pennsylvania | Luzerne | Withdrawn | PPL Electric Utilities | Bear Creek 69kV | Bear Creek 69 kV (SubstationID: 19958) |  |  | Document Posted | Document Posted | Document Posted | Document Posted | Withdrawn
PJM | J07 | 2002-11-01 | Wind | 155 | West Virginia | Pendleton | Withdrawn | Allegheny Power | North Franklin 138kV | North Franklin (SubstationID: 19976) |  |  | Document Posted | Document Posted | Document Posted | Document Posted | Document Posted
PJM | K02 | 2003-02-25 | Wind | 70 | Pennsylvania | Lycoming | In Service | Pennsylvania Electric Company (Penelec) | East Towanda-Moshannon 230kV | Laurel Hill (SubstationID: 20075) | Laurel Hill | 4561 | Document Posted | Document Posted | Document Posted | Document Posted | Document Posted
PJM | K02_CE18 | 2003-02-26 | Wind | 80 | Illinois | Stephenson | Withdrawn | ComEd (Commonwealth Edison) | Baileyville Wind Farm |  | Baileyville | 7934 | Not Required | Document Posted | Not Required | Document Posted | Document Posted
PJM | K03 | 2003-03-03 | Wind | 39.6 | Pennsylvania | Luzerne | Withdrawn | PPL Electric Utilities | Wright 69kV | Wright - Luzerne County (SubstationID: 37749) |  |  | Document Posted | Document Posted | Withdrawn
PJM | K04_CE17 | 2003-04-15 | Wind | 80 | Illinois | Stephenson | Withdrawn | ComEd (Commonwealth Edison) | Lena Wind Farm | Lena (SubstationID: 20066) |  |  | Not Required | Document Posted | Not Required | Withdrawn
PJM | K04_CE19 | 2003-04-15 | Wind | 80 | Illinois | Stephenson | Withdrawn | ComEd (Commonwealth Edison) | Freeport Wind Farm | Freeport (SubstationID: 25305) |  |  | Not Required | Document Posted | Not Required | Document Posted | Document Posted
PJM | K07_CE20 | 2003-05-16 | Wind | 158 | Illinois | Woodford | Withdrawn | ComEd (Commonwealth Edison) | Benson Wind Farm |  | Benson | 5360 | Not Required | Document Posted | Not Required | Document Posted | Document Posted
PJM | K09 | 2003-06-05 | Wind | 34 | Pennsylvania | Luzerne | Withdrawn | PPL Electric Utilities | Bear Creek | Bear Creek 69 kV (SubstationID: 19958) |  |  | Document Posted | Withdrawn
PJM | K10 | 2003-07-16 | Wind | 6 | Pennsylvania | Somerset | Withdrawn | Pennsylvania Electric Company (Penelec) | Somerset 115kV | Somerset (SubstationID: 19473) |  |  | Document Posted | Document Posted | Document Posted | Withdrawn | Withdrawn
PJM | K11 | 2003-07-25 | Wind | 300 | West Virginia | Grant | In Service | Allegheny Power | Greenland Gap 500kV | Greenland Gap (SubstationID: 14240) | NedPower Mount Storm I | 15247 | Document Posted | Document Posted | Document Posted | Document Posted | Document Posted
PJM | K11 | 2003-07-25 | Wind | 300 | West Virginia | Grant | In Service | Allegheny Power | Greenland Gap 500kV | Greenland Gap (SubstationID: 14240) | NedPower Mount Storm II | 7765 | Document Posted | Document Posted | Document Posted | Document Posted | Document Posted
PJM | K12 | 2003-07-28 | Wind | 13 | Pennsylvania | Somerset | Withdrawn | Pennsylvania Electric Company (Penelec) | Somerset-Allegheny 115kV | Allegheny (SubstationID: 20205) - Somerset (SubstationID: 19473) |  |  | Document Posted | Document Posted | Document Posted | Document Posted | Withdrawn
PJM | K13 | 2003-07-28 | Wind | 29.4 | Pennsylvania | Somerset | In Service | Pennsylvania Electric Company (Penelec) | Hooversville 115kV | Hooversville (SubstationID: 19484) | Forward | 6114 | Document Posted | Document Posted | Document Posted | Document Posted | Document Posted
PJM | K14 | 2003-07-28 | Wind | 7 | Virginia | Highland | Withdrawn | Allegheny Power | Monterey 69kV | Monterey (SubstationID: 19973) |  |  | Document Posted | Withdrawn
PJM | K15 | 2003-07-28 | Wind | 6.8 | Pennsylvania | Luzerne | Withdrawn | PPL Electric Utilities | Bear Creek 69kV | Bear Creek 69 kV (SubstationID: 19958) |  |  | Withdrawn
PJM | K18 | 2003-07-30 | Wind | 10.4 | Pennsylvania | Somerset | In Service | Pennsylvania Electric Company (Penelec) | Arnold (Green Mountain) 115kV | Arnold (SubstationID: 19956) | Green Mountain Energy | 962 | Document Posted | Document Posted | Not Required | Document Posted | Not Required
PJM | K19 | 2003-07-30 | Wind | 90 | West Virginia | Tucker | In Service | Allegheny Power | Backbone Mountain 138kV | Backbone Mountain (SubstationID: 19957) | Mountaineer | 967 | Document Posted | Document Posted | Not Required | Document Posted | Not Required
PJM | K20 | 2003-07-30 | Wind | 15 | Pennsylvania | Fayette | In Service | Allegheny Power | Mill Run 25 kV | Mill Run - Lehigh County (SubstationID: 38356) | Mill Run | 1755 | Document Posted | Document Posted | Not Required | Document Posted | Not Required
PJM | K21 | 2003-07-30 | Wind | 69 | Pennsylvania | Wayne | In Service | PPL Electric Utilities | East Carbondale 69kV | East Carbondale (SubstationID: 19963) | Waymart | 969 | Document Posted | Document Posted | Not Required | Document Posted | Not Required
PJM | K22 | 2003-07-30 | Wind | 9 | Pennsylvania | Somerset | In Service | Pennsylvania Electric Company (Penelec) | Somerset 22.86kV | Somerset (SubstationID: 19473) | Somerset Wind Farm | 43534 | Document Posted | Document Posted | Not Required | Document Posted | Not Required
PJM | K23 | 2003-07-30 | Wind | 48 | Pennsylvania | Somerset | In Service | Pennsylvania Electric Company (Penelec) | Meyersdale North | Meyersdale North (SubstationID: 19970) | Meyersdale | 963 | Document Posted | Document Posted | Not Required | Document Posted | Not Required
PJM | K24 | 2003-07-30 | Wind | 150 | West Virginia | Grant | Withdrawn | Allegheny Power | Henry 138kV | Fort Henry (SubstationID: 34418) |  |  | Document Posted | Document Posted | Not Required
PJM | K25 | 2003-07-30 | Wind | 40 | Pennsylvania | Allegheny | Withdrawn | Allegheny Power | Savage 138kV |  |  |  | Document Posted | Document Posted | Document Posted | Document Posted | Document Posted
PJM | K26 | 2003-07-30 | Wind | 155 | West Virginia | Pendleton | Withdrawn | Allegheny Power | North Franklin 138kV | North Franklin (SubstationID: 19976) |  |  | Document Posted | Document Posted | Document Posted | Document Posted | Document Posted
PJM | K28 | 2003-07-31 | Wind | 100 | Maryland | Garrett | In Service | Allegheny Power | Kelso Gap 138kV | Kelso Gap (SubstationID: 20074) | Criterion | 448 | Document Posted | Document Posted | Not Required | Document Posted | Document Posted
PJM | K29 | 2003-07-31 | Wind | 7.5 | New Jersey | Atlantic | Withdrawn | Atlantic City Electric | Ontario | Ontario (SubstationID: 19978) |  |  | Document Posted
PJM | L01_CE21 | 2003-08-05 | Wind | 15 | Illinois | Stephenson | Withdrawn | ComEd (Commonwealth Edison) | Pearl City Wind Farm |  |  |  | Document Posted | Document Posted | Not Required | Withdrawn
PJM | L04 | 2003-10-08 | Wind | 60 | Pennsylvania | Westmoreland | Withdrawn | Allegheny Power | Chestnut Ridge 138 kV |  |  |  | Document Posted | Withdrawn
PJM | L05 | 2003-10-10 | Wind | 25 | Pennsylvania | Luzerne | Withdrawn | PPL Electric Utilities | Bear Creek 69kV | Bear Creek 69 kV (SubstationID: 19958) |  |  | Document Posted | Withdrawn
PJM | L05_CE22 | 2003-10-15 | Wind | 150 | Illinois | Stark | In Service | ComEd (Commonwealth Edison) | Camp Grove | Kewanee (SubstationID: 13426) | Camp Grove | 6000 | Document Posted | Document Posted | Document Posted | Document Posted | Document Posted
PJM | L07 | 2003-10-23 | Wind | 42.9 | Pennsylvania | Luzerne | Withdrawn | PPL Electric Utilities | Jenkins-Harwood #2 69kV |  |  |  | Document Posted | Document Posted | Document Posted | Withdrawn | Withdrawn
PJM | L11 | 2003-12-02 | Wind | 9.9 | Pennsylvania | Somerset | Withdrawn | Allegheny Power | Rockwood 25 kV | Rockwood (SubstationID: 19980) |  |  | Document Posted | Document Posted | Withdrawn
PJM | L12_CE23 | 2003-12-08 | Wind | 20 | Illinois | Lee | Withdrawn | ComEd (Commonwealth Edison) | West Brooklyn II |  |  |  | Document Posted | Document Posted | Not Required | Withdrawn
PJM | L12_CE24 | 2003-12-10 | Wind | 79 | Illinois | Lee | Withdrawn | ComEd (Commonwealth Edison) | Willow Creek Wind Farm | Willow (SubstationID: 10368) |  |  | Document Posted | Withdrawn
PJM | L13 | 2003-12-19 | Wind | 40 | Pennsylvania | Somerset | In Service | Pennsylvania Electric Company (Penelec) | Rockwood | Lick Run (SubstationID: 45301) | Casselman | 4761 | Document Posted | Document Posted | Document Posted | Document Posted | Document Posted
PJM | L13_CE26 | 2004-01-18 | Wind | 175 | Illinois | Lasalle | Withdrawn | ComEd (Commonwealth Edison) | Heartland Grand Ridge | Grand Ridge (SubstationID: 19902) |  |  | Document Posted | Document Posted | Document Posted | Withdrawn
PJM | L13_CE27 | 2004-01-18 | Wind | 225 | Illinois | Livingston | Withdrawn | ComEd (Commonwealth Edison) | Heartland Wind Livingston | Livingston (SubstationID: 18707) |  |  | Document Posted | Document Posted | Not Required | Withdrawn
PJM | L16 | 2004-01-22 | Wind | 35 | Virginia | Highland | Withdrawn | Allegheny Power | Monterey 69KV | Monterey (SubstationID: 19973) |  |  | Document Posted | Withdrawn
PJM | L18 | 2004-01-28 | Wind | 26 | Pennsylvania | Luzerne | In Service | PPL Electric Utilities | Bear Creek | Bear Creek 69 kV (SubstationID: 19958) | Bear Creek | 2339 | Document Posted | Document Posted | Document Posted | Document Posted | Document Posted
PJM | M02 | 2004-02-23 | Wind | 51 | Pennsylvania | Luzerne | Withdrawn | PPL Electric Utilities | Jenkins-Harwood #2 |  |  |  | Document Posted | Document Posted | Document Posted | Withdrawn | Withdrawn
PJM | M08 | 2004-03-29 | Wind | 65 | Pennsylvania | Somerset | Withdrawn | Pennsylvania Electric Company (Penelec) | Somerset-Allegheny | Allegheny (SubstationID: 20205) - Somerset (SubstationID: 19473) |  |  | Document Posted | Document Posted | Not Required | Withdrawn | Withdrawn
PJM | M09_CE28 | 2004-04-14 | Wind | 200 | Illinois | Winnebago | Withdrawn | ComEd (Commonwealth Edison) | Wempletown 345kV | Wempletown (SubstationID: 207) |  |  | Document Posted | Withdrawn
PJM | M13 | 2004-05-27 | Wind | 3.3 | Illinois | Lee | Withdrawn | ComEd (Commonwealth Edison) | Amboy | Amboy-H67 (SubstationID: 51848) |  |  | Document Posted | Document Posted | Not Required | Withdrawn
PJM | M18 | 2004-06-17 | Wind | 1.7 | Illinois | Lee | Withdrawn | ComEd (Commonwealth Edison) | Dixon-Mendota 34kV | Dixon (SubstationID: 21241) - Mendota (SubstationID: 19962) |  |  | Document Posted | Document Posted | Not Required | Withdrawn
PJM | M23 | 2004-07-26 | Wind | 150 | West Virginia | Grant | Withdrawn | Allegheny Power | Henry 138kV | Fort Henry (SubstationID: 34418) | Mt Storm Wind Farm | 51912 | Document Posted | Document Posted | Document Posted | Document Posted | Document Posted
PJM | M24 | 2004-07-27 | Wind | 186 | West Virginia | Greenbrier | In Service | Allegheny Power | Grassy Falls | Grassy Falls (SubstationID: 21951) | Beech Ridge | 5595 | Document Posted | Document Posted | Document Posted | Document Posted | Document Posted
PJM | N02_AEP139 | 2004-08-04 | Wind | 200 | West Virginia | Greenbrier | Withdrawn | American Electric Power (AEP) | McClung 138kV | McClung (SubstationID: 20419) |  |  | Document Posted | Withdrawn
PJM | N07 | 2004-09-28 | Wind | 39 | Virginia | Highland | Withdrawn | Allegheny Power | Monterey 69kV | Monterey (SubstationID: 19973) | Highland | 10793 | Document Posted | Document Posted | Document Posted | Wholesale Market Participation Agreement | Not Required
PJM | N08 | 2004-09-28 | Wind | 125 | Pennsylvania | Allegheny | Withdrawn | Allegheny Power | Dans Mountain |  |  |  | Document Posted | Withdrawn
PJM | N14 | 2004-11-22 | Wind | 27.3 | Pennsylvania | Schuylkill | In Service | PPL Electric Utilities | Frackville-Hauto #3 69kV | Frackville (SubstationID: 19964) | Locust Ridge | 2336 | Document Posted | Document Posted | Document Posted | Document Posted | Document Posted
PJM | N15 | 2004-12-02 | Wind | 150 | Illinois | Lasalle | In Service | ComEd (Commonwealth Edison) | LaSalle 138 kV | Cove Creek (SubstationID: 19890) - Grand Ridge (SubstationID: 19902) | Grand Ridge | 2266 | Document Posted | Document Posted | Document Posted | Document Posted | Document Posted
PJM | N19 | 2004-12-28 | Wind | 1.7 | Illinois | Lee | Withdrawn | ComEd (Commonwealth Edison) | Paw Paw 12 kV | Paw Paw-H59 (SubstationID: 51845) |  |  | Document Posted | Document Posted | Not Required | Withdrawn | Withdrawn
PJM | N20 | 2005-01-06 | Wind | 9.9 | Illinois | Boone | Withdrawn | ComEd (Commonwealth Edison) | Poplar Grove 34kV | Poplar Grove-B11 (SubstationID: 51687) |  |  | Withdrawn
PJM | N21 | 2005-01-18 | Wind | 30 | Illinois | Lee | Withdrawn | ComEd (Commonwealth Edison) | Sublette Wind II |  |  |  | Document Posted | Document Posted | Not Required | Withdrawn
PJM | N22 | 2005-01-18 | Wind | 30 | Illinois | Lee | Withdrawn | ComEd (Commonwealth Edison) | Sublette Wind 3 |  |  |  | Document Posted | Document Posted | Not Required | Withdrawn
PJM | N23 | 2005-01-18 | Wind | 53 | Illinois | Lee | Withdrawn | ComEd (Commonwealth Edison) | West Brooklyn Wind 3 |  |  |  | Document Posted | Document Posted | Not Required | Withdrawn
PJM | N24 | 2005-01-18 | Wind | 53 | Illinois | Lee | Withdrawn | ComEd (Commonwealth Edison) | West Brooklyn 4 |  |  |  | Document Posted | Document Posted | Not Required | Withdrawn
PJM | N25 | 2005-01-18 | Wind | 11 | Illinois | Lee | Withdrawn | ComEd (Commonwealth Edison) | West Brooklyn 5 |  |  |  | Document Posted | Document Posted | Not Required | Withdrawn
PJM | N29 | 2005-01-28 | Wind | 40 | Maryland | Garrett | Withdrawn | Allegheny Power | Roth Rock 138kV | Roth Rock (SubstationID: 19965) |  |  | Document Posted | Document Posted | Document Posted | Withdrawn | Withdrawn
PJM | N32 | 2005-01-28 | Wind | 50.4 | Pennsylvania | Fayette | In Service | Allegheny Power | Gans 138kV | Gans (SubstationID: 1423) | South Chestnut | 5565 | Document Posted | Document Posted | Document Posted | Document Posted | Document Posted
PJM | N33 | 2005-01-28 | Wind | 60 | West Virginia | Preston | Withdrawn | Allegheny Power | Afton 138kV | Afton (SubstationID: 56076) |  |  | Document Posted | Document Posted | Document Posted | Document Posted | Document Posted
PJM | N36 | 2005-01-28 | Wind | 50 | Pennsylvania | Potter | Withdrawn | Pennsylvania Electric Company (Penelec) | Gold-Sabinsville 115kV | Gold (SubstationID: 20031) - Sabinsville (SubstationID: 41539) |  |  | Document Posted | Document Posted | Document Posted | Document Posted | Document Posted
PJM | N37 | 2005-01-28 | Wind | 50 | Pennsylvania | Washington | Withdrawn | Allegheny Power | Windsor 138kV | Windsor (SubstationID: 37159) |  |  | Document Posted | Withdrawn
PJM | N38 | 2005-01-28 | Wind | 120 | Ohio | Hardin | Withdrawn | American Electric Power (AEP) | W. Newton-Lynn 138kV | Lynn (SubstationID: 56537) - West Newton (SubstationID: 56539) |  |  | Document Posted | Withdrawn
PJM | N39 | 2005-01-28 | Wind | 80 | Pennsylvania | Cambria | In Service | Pennsylvania Electric Company (Penelec) | Johnstown-Altoona 230kV | Altoona (SubstationID: 47351) - Johnstown (SubstationID: 20509) | Allegheny Ridge | 1193 | Document Posted | Document Posted | Document Posted | Document Posted | Document Posted
PJM | N47 | 2005-01-31 | Wind | 85 | West Virginia | Mineral | In Service | Allegheny Power | Beryl 138kV | Beryl (SubstationID: 19961) | Pinnacle | 5750 | Document Posted | Document Posted | Document Posted | Document Posted | Document Posted
PJM | N48 | 2005-01-31 | Wind | 84 | Illinois | Ogle | Withdrawn | ComEd (Commonwealth Edison) | Lancaster-Maryland 138kV | Lancaster (SubstationID: 23457) - Maryland (SubstationID: 25337) |  |  | Withdrawn
PJM | N49 | 2005-01-31 | Wind | 90 | Pennsylvania | Cambria | Withdrawn | Pennsylvania Electric Company (Penelec) | Salix-Claysburg 115kV | Claysburg (SubstationID: 21221) - Salix (SubstationID: 19496) |  |  | Withdrawn
PJM | N50 | 2005-01-31 | Wind | 90 | Pennsylvania | Schuylkill | Withdrawn | PPL Electric Utilities | Eldred 230kV | Eldred - Schuylkill County (SubstationID: 33886) |  |  | Document Posted | Document Posted | Withdrawn
PJM | N51 | 2005-01-31 | Wind | 100.5 | Pennsylvania | Carbon | Withdrawn | PPL Electric Utilities | Harwood 230kV | Harwood - Luzerne County (SubstationID: 35423) |  |  | Document Posted | Document Posted | Withdrawn
PJM | O03 | 2005-02-11 | Wind | 30 | Illinois | Lee | Withdrawn | ComEd (Commonwealth Edison) | Sublette | Sublette-H70 (SubstationID: 51849) |  |  | Document Posted | Document Posted | Not Required | Withdrawn
PJM | O07 | 2005-03-01 | Wind | 25 | Illinois | Boone | Withdrawn | ComEd (Commonwealth Edison) | Poplar Grove 34.5kV | Poplar Grove-B11 (SubstationID: 51687) |  |  | Document Posted | Document Posted | Not Required | Document Posted
PJM | O09 | 2005-03-07 | Wind | 212 | Illinois | Lee | In Service | ComEd (Commonwealth Edison) | Normandy | Normandy (SubstationID: 20032) | Green River | 9919 | Document Posted | Document Posted | Document Posted | Document Posted | Document Posted
PJM | O17 | 2005-04-14 | Wind | 65 | Pennsylvania | Somerset | Withdrawn | Pennsylvania Electric Company (Penelec) | Somerset-Allegheny 115kV | Allegheny (SubstationID: 20205) - Somerset (SubstationID: 19473) |  |  | Document Posted | Document Posted | Document Posted | Withdrawn | Withdrawn
PJM | O18 | 2005-04-21 | Wind | 65 | Pennsylvania | Somerset | In Service | Pennsylvania Electric Company (Penelec) | Salix-Claysburg (Krayn) 115kV | Highland (SubstationID: 20063) - Salix (SubstationID: 19496) | Highland Wind Farm | 886 | Document Posted | Document Posted | Not Required | Document Posted | Document Posted
PJM | O19 | 2005-05-04 | Wind | 33 | Pennsylvania | Somerset | Withdrawn | Pennsylvania Electric Company (Penelec) | Somerset 115kV | Somerset (SubstationID: 19473) |  |  | Document Posted | Document Posted | Document Posted | Document Posted | Document Posted
PJM | O21 | 2005-05-06 | Wind | 48 | Ohio | Logan | Withdrawn | Dayton Power & Light (DPL) | Liberty 69kV | Liberty (SubstationID: 27575) |  |  | Document Posted | Document Posted | Withdrawn
PJM | O22 | 2005-05-11 | Wind | 300 | Illinois | Livingston | In Service | ComEd (Commonwealth Edison) | Powerton-Goodings Grove 345kV | Katydid Road (SubstationID: 19868) | Top Crop I | 6191 | Document Posted | Document Posted | Document Posted | Document Posted | Document Posted
PJM | O22 | 2005-05-11 | Wind | 300 | Illinois | Livingston | In Service | ComEd (Commonwealth Edison) | Powerton-Goodings Grove 345kV | Katydid Road (SubstationID: 19868) | Top Crop II | 13992 | Document Posted | Document Posted | Document Posted | Document Posted | Document Posted
PJM | O23 | 2005-05-11 | Wind | 300 | Illinois | Livingston | Withdrawn | ComEd (Commonwealth Edison) | Powerton-Dresden 345kV | Dresden Station (SubstationID: 16876) - Powerton (SubstationID: 16885) |  |  | Document Posted | Document Posted | Document Posted | Document Posted
PJM | O24 | 2005-05-11 | Wind | 300 | Illinois | Livingston | Withdrawn | ComEd (Commonwealth Edison) | Pontiac Midpoint-Dresden 345kV | Dresden Station (SubstationID: 16876) - Pontiac-Midpoint (SubstationID: 953) |  |  | Document Posted | Document Posted | Document Posted | Document Posted
PJM | O28 | 2005-05-13 | Wind | 51 | Pennsylvania | Luzerne | Withdrawn | PPL Electric Utilities | Jenkins-Harwood #2 69kV |  |  |  | Document Posted | Document Posted | Document Posted | Document Posted | Withdrawn
PJM | O29 | 2005-05-16 | Wind | 225 | Illinois | Lee | In Service | ComEd (Commonwealth Edison) | Normandy 138kV | Normandy (SubstationID: 20032) | Green River | 9919 | Document Posted | Document Posted | Document Posted | Document Posted | Document Posted
PJM | O30 | 2005-05-16 | Wind | 9 | Illinois | Jodaviess | Withdrawn | ComEd (Commonwealth Edison) | Nora | Nora (SubstationID: 55713) |  |  | Withdrawn
PJM | O33 | 2005-06-02 | Wind | 20 | Illinois | Lee | In Service | ComEd (Commonwealth Edison) | McGirr-Mendota | Haumesser Road (SubstationID: 21242) - Mendota (SubstationID: 19962) | Mendota Hills | 1195 | Document Posted | Document Posted | Document Posted | Wholesale Market Participation Agreement | Not Required
PJM | O33 | 2005-06-02 | Wind | 20 | Illinois | Lee | In Service | ComEd (Commonwealth Edison) | McGirr-Mendota | Haumesser Road (SubstationID: 21242) - Mendota (SubstationID: 19962) | Shady Oaks | 9918 | Document Posted | Document Posted | Document Posted | Wholesale Market Participation Agreement | Not Required
PJM | O35 | 2005-06-06 | Wind | 74 | Illinois | Bureau | In Service | ComEd (Commonwealth Edison) | Providence Heights #1 138kV | Providence Heights (SubstationID: 19979) | Providence Heights | 2344 | Document Posted | Document Posted | Not Required | Document Posted | Document Posted
PJM | O38 | 2005-06-27 | Wind | 50 | Pennsylvania | Cambria | In Service | Pennsylvania Electric Company (Penelec) | Johnstown-Altoona 230kV | Allegheny Ridge (SubstationID: 19968) | North Allegheny | 1194 | Document Posted | Document Posted | Not Required | Document Posted | Document Posted
PJM | O39 | 2005-06-27 | Wind | 56 | Pennsylvania | Dauphin | Withdrawn | PPL Electric Utilities | Sunbury - Dauphin 69kV | Dauphin (SubstationID: 21259) - Sunbury (SubstationID: 14169) |  |  | Document Posted | Document Posted | Document Posted | Document Posted | Document Posted
PJM | O40 | 2005-06-27 | Wind | 28 | Pennsylvania | Schuylkill | Withdrawn | PPL Electric Utilities | Pine Grove - Frailey 69kV | Frailey - Schuylkill County (SubstationID: 34453) - Pine Grove - Schuylkill County (SubstationID: 39975) |  |  | Document Posted | Document Posted | Document Posted | Document Posted | Document Posted
PJM | O46 | 2005-07-22 | Wind | 27.3 | Pennsylvania | Schuylkill | In Service | PPL Electric Utilities | Frackville-Hauto #3 69kV | Frackville (SubstationID: 19964) | Locust Ridge | 2336 | Document Posted | Document Posted | Document Posted | Document Posted | Document Posted
PJM | O47 | 2005-07-25 | Wind | 10 | Illinois | Jodaviess | Withdrawn | ComEd (Commonwealth Edison) | Nora | Nora (SubstationID: 55713) | JoDaviess - O47 | 51913 | Document Posted | Document Posted | Not Required | Withdrawn | Not Required
PJM | O48 | 2005-07-26 | Wind | 36 | Pennsylvania | Somerset | In Service | Pennsylvania Electric Company (Penelec) | Hays Mill - Lookout 115kV | Lookout (SubstationID: 19966) - Rockwood (SubstationID: 19980) | Lookout | 8007 | Document Posted | Document Posted | Not Required | Document Posted | Document Posted
PJM | O49 | 2005-07-26 | Wind | 200 | Illinois | Winnebago | Withdrawn | ComEd (Commonwealth Edison) | Wempletown-Byron 345kV | Byron (SubstationID: 13428) - Wempletown (SubstationID: 207) |  |  | Document Posted | Document Posted | Document Posted | Withdrawn
PJM | O50 | 2005-07-26 | Wind | 200 | Illinois | Woodford | In Service | ComEd (Commonwealth Edison) | Powerton-Dresden 345kV | Minonk (SubstationID: 20068) | Minonk | 7935 | Document Posted | Document Posted | Document Posted | Document Posted | Document Posted
PJM | O51 | 2005-07-27 | Wind | 300 | Illinois | Livingston | In Service | ComEd (Commonwealth Edison) | Pontiac Midpoint-Wilton Center 345kV | Loretto (SubstationID: 19904) | Streator Cayuga Ridge South | 5072 | Document Posted | Document Posted | Document Posted | Document Posted | Document Posted
PJM | O52 | 2005-07-27 | Wind | 50 | Pennsylvania | Potter | Withdrawn | Pennsylvania Electric Company (Penelec) | Gold-Potter Co 115kV | Gold (SubstationID: 20031) - Potter (SubstationID: 40119) |  |  | Document Posted | Document Posted | Document Posted | Document Posted | Document Posted
PJM | O56 | 2005-07-28 | Wind | 76 | Pennsylvania | Bedford | Withdrawn | Pennsylvania Electric Company (Penelec) | Osterburg East 115kV | Osterburg East (SubstationID: 55348) |  |  | Document Posted | Document Posted | Document Posted | Document Posted | Document Posted
PJM | O59 | 2005-07-29 | Wind | 99 | Pennsylvania | Potter | Withdrawn | Pennsylvania Electric Company (Penelec) | Gold 115kV | Gold (SubstationID: 20031) |  |  | Document Posted | Document Posted | Withdrawn | Withdrawn | Withdrawn
PJM | O60 | 2005-07-29 | Wind | 5.4 | Pennsylvania | Somerset | Withdrawn | Pennsylvania Electric Company (Penelec) | Berlin 23 kV |  |  |  | Document Posted | Document Posted | Document Posted | Document Posted | Document Posted
PJM | O68 | 2005-07-31 | Wind | 100 | Illinois | Ogle | Withdrawn | ComEd (Commonwealth Edison) | Dixon-Cherry Valley 138kV | Cherry Valley (SubstationID: 25198) - Dixon (SubstationID: 21241) |  |  | Document Posted | Document Posted | Withdrawn
PJM | O70 | 2005-07-31 | Wind | 124 | Pennsylvania | Luzerne | Withdrawn | PPL Electric Utilities | Susquehanna - Harwood 230kV | Harwood - Luzerne County (SubstationID: 35423) - Susquehanna (SubstationID: 606) |  |  | Document Posted | Document Posted | Document Posted | Document Posted | Document Posted
PJM | O71 | 2005-07-31 | Wind | 60 | Pennsylvania | Somerset | Withdrawn | Pennsylvania Electric Company (Penelec) | Hooversville 115kV | Hooversville (SubstationID: 19484) |  |  | Document Posted | Withdrawn
PJM | O72 | 2005-07-31 | Wind | 60 | Pennsylvania | Somerset | Withdrawn | Pennsylvania Electric Company (Penelec) | Hooversville-Central City | Central City West (SubstationID: 21153) - Hooversville (SubstationID: 19484) |  |  | Document Posted | Document Posted | Not Required | Document Posted | Document Posted
PJM | O73 | 2005-07-31 | Wind | 100 | Illinois | Woodford | Withdrawn | ComEd (Commonwealth Edison) | Benson 345kV |  |  |  | Document Posted | Document Posted | Withdrawn
PJM | P01 | 2005-08-23 | Wind | 65 | Pennsylvania | Cambria | Withdrawn | Pennsylvania Electric Company (Penelec) | Westover-Madera 115kV | Madera (SubstationID: 19486) - Westover (SubstationID: 51394) |  |  | Document Posted | Document Posted | Document Posted | Document Posted | Document Posted
PJM | P03 | 2005-08-29 | Wind | 27.3 | Pennsylvania | Schuylkill | In Service | PPL Electric Utilities | Frackville-Hauto #3 | Frackville (SubstationID: 19964) | Locust Ridge | 2336 | Document Posted | Document Posted | Document Posted | Document Posted | Document Posted
PJM | P10 | 2005-09-26 | Wind | 190.5 | Illinois | Lasalle | In Service | ComEd (Commonwealth Edison) | LaSalle 138kV | Cove Creek (SubstationID: 19890) - Grand Ridge (SubstationID: 19902) | Grand Ridge | 2266 | Document Posted | Document Posted | Document Posted | Document Posted | Document Posted
PJM | P10 | 2005-09-26 | Wind | 190.5 | Illinois | Lasalle | In Service | ComEd (Commonwealth Edison) | LaSalle 138kV | Lasalle (SubstationID: 25207) | Grand Ridge II | 7515 | Document Posted | Document Posted | Document Posted | Document Posted | Document Posted
PJM | P10 | 2005-09-26 | Wind | 190.5 | Illinois | Lasalle | In Service | ComEd (Commonwealth Edison) | LaSalle 138kV | LaSalle (SubstationID: 883) | Grand Ridge III | 12163 | Document Posted | Document Posted | Document Posted | Document Posted | Document Posted
PJM | P10 | 2005-09-26 | Wind | 190.5 | Illinois | Lasalle | In Service | ComEd (Commonwealth Edison) | LaSalle 138kV | Lasalle (SubstationID: 25207) | Grand Ridge IV | 23406 | Document Posted | Document Posted | Document Posted | Document Posted | Document Posted
PJM | P11 | 2005-09-26 | Wind | 200 | Illinois | Mercer | In Service | ComEd (Commonwealth Edison) | Kewanee 138kV | Kewanee (SubstationID: 13426) | Bishop Hill | 23054 | Document Posted | Document Posted | Document Posted | Document Posted | Document Posted
PJM | P14 | 2005-10-12 | Wind | 80 | Illinois | Lee | In Service | ComEd (Commonwealth Edison) | McGirr-Mendota | Haumesser Road (SubstationID: 21242) - Mendota (SubstationID: 19962) | Mendota Hills | 1195 | Document Posted | Document Posted | Document Posted | Wholesale Market Participation Agreement | Not Required
PJM | P14 | 2005-10-12 | Wind | 80 | Illinois | Lee | In Service | ComEd (Commonwealth Edison) | McGirr-Mendota | Haumesser Road (SubstationID: 21242) - Mendota (SubstationID: 19962) | Shady Oaks | 9918 | Document Posted | Document Posted | Document Posted | Wholesale Market Participation Agreement | Not Required
PJM | P15 | 2005-10-12 | Wind | 20 | Illinois | Lee | Withdrawn | ComEd (Commonwealth Edison) | McGirr - Mendota 138kV | Haumesser Road (SubstationID: 21242) - Mendota (SubstationID: 19962) |  |  | Withdrawn
PJM | P17 | 2005-10-20 | Wind | 20 | Illinois | Lee | Withdrawn | ComEd (Commonwealth Edison) | Dixon-Mendota 34kV | Dixon (SubstationID: 21241) - Mendota (SubstationID: 19962) |  |  | Withdrawn
PJM | P18 | 2005-10-20 | Wind | 2.5 | Illinois | Lee | Withdrawn | ComEd (Commonwealth Edison) | Dixon-Mendota 34.5kV | Dixon (SubstationID: 21241) - Mendota (SubstationID: 19962) | Lee - P18 | 51914 | Document Posted | Document Posted | Not Required | Withdrawn | Not Required
PJM | P19 | 2005-10-20 | Wind | 20 | Illinois | Lee | Withdrawn | ComEd (Commonwealth Edison) | McGirr Road - Mendota 138kV | Haumesser Road (SubstationID: 21242) - Mendota (SubstationID: 19962) |  |  | Withdrawn
PJM | P20 | 2005-10-26 | Wind | 210 | Illinois | Bureau | Withdrawn | ComEd (Commonwealth Edison) | Nelson-Electric Junction 345kV | Nelson (RITE) (SubstationID: 13427) | Walnut Ridge | 7070 | Document Posted | Document Posted | Document Posted | Document Posted | Document Posted
PJM | P21 | 2005-10-26 | Wind | 150 | Illinois | Bureau | Withdrawn | ComEd (Commonwealth Edison) | McGirr Road - Dixon 138kV | Dixon (SubstationID: 21241) - Haumesser Road (SubstationID: 21242) |  |  | Document Posted | Withdrawn
PJM | P22 | 2005-10-28 | Wind | 20 | Pennsylvania | Cambria | In Service | Pennsylvania Electric Company (Penelec) | Johnstown Altoona 230kV | Allegheny Ridge (SubstationID: 19968) | North Allegheny | 1194 | Document Posted | Document Posted | Not Required | Document Posted | Document Posted
PJM | P24 | 2005-11-07 | Wind | 20 | Illinois | Lee | Withdrawn | ComEd (Commonwealth Edison) | Mendota 34.5kV | Mendota (SubstationID: 19962) | Lee - P24 | 51915 | Document Posted | Document Posted | Not Required | Withdrawn | Not Required
PJM | P25 | 2005-11-07 | Wind | 20 | Illinois | Lee | Withdrawn | ComEd (Commonwealth Edison) | Mendota 34.5kV | Mendota (SubstationID: 19962) | Lee - P25 | 51916 | Document Posted | Document Posted | Not Required | Withdrawn | Not Required
PJM | P26 | 2005-11-07 | Wind | 9.5 | Illinois | Lee | In Service | ComEd (Commonwealth Edison) | McGirr-Mendota | Haumesser Road (SubstationID: 21242) - Mendota (SubstationID: 19962) | Mendota Hills | 1195 | Document Posted | Document Posted | Document Posted | Wholesale Market Participation Agreement | Not Required
PJM | P26 | 2005-11-07 | Wind | 9.5 | Illinois | Lee | In Service | ComEd (Commonwealth Edison) | McGirr-Mendota | Haumesser Road (SubstationID: 21242) - Mendota (SubstationID: 19962) | Shady Oaks | 9918 | Document Posted | Document Posted | Document Posted | Wholesale Market Participation Agreement | Not Required
PJM | P28 | 2005-11-22 | Wind | 150 | Pennsylvania | Wyoming | In Service | Pennsylvania Electric Company (Penelec) | Mehoopany 115kV | Mehoopany (SubstationID: 19489) | Mehoopany | 5404 | Document Posted | Document Posted | Document Posted | Document Posted | Document Posted
PJM | P36 | 2005-12-22 | Wind | 240 | Illinois | Bureau | In Service | ComEd (Commonwealth Edison) | Nelson - Lee Co. EC 345kV | Big Sky (SubstationID: 19744) | Big Sky | 7069 | Document Posted | Document Posted | Not Required | Document Posted | Document Posted
PJM | P37 | 2005-12-22 | Wind | 140 | Illinois | Bureau | Withdrawn | ComEd (Commonwealth Edison) | Normandy 138kV | Normandy (SubstationID: 20032) |  |  | Document Posted | Document Posted | Document Posted | Withdrawn
PJM | P39 | 2005-12-28 | Wind | 60 | Illinois | Stark | Withdrawn | ComEd (Commonwealth Edison) | Kewanee-Powerton 138kV | Kewanee (SubstationID: 13426) - Powerton (SubstationID: 16885) |  |  | Document Posted | Document Posted | Withdrawn
PJM | P40 | 2005-12-28 | Wind | 20 | Illinois | Bureau | Withdrawn | ComEd (Commonwealth Edison) | Crescent Ridge 138kV | Crescent Ridge (SubstationID: 19960) |  |  | Document Posted | Document Posted | Withdrawn
PJM | P45A | 2006-01-17 | Wind | 120 | Pennsylvania | Wayne | Withdrawn | Pennsylvania Electric Company (Penelec) | Thompson 115kV | Thompson (SubstationID: 55303) |  |  | Document Posted | Document Posted | Document Posted | Withdrawn | Withdrawn
PJM | P46 | 2006-01-23 | Wind | 100 | Illinois | Jodaviess | In Service | ComEd (Commonwealth Edison) | Lena 138kV | Lena (SubstationID: 20066) | EcoGrove I | 6119 | Document Posted | Document Posted | Not Required | Document Posted | Document Posted
PJM | P47 | 2006-01-25 | Wind | 100 | Pennsylvania | Bradford | In Service | Pennsylvania Electric Company (Penelec) | Mansfield-S. Troy 115kV | Armenia Mountain (SubstationID: 19971) | Armenia Mountain | 5596 | Document Posted | Document Posted | Document Posted | Document Posted | Document Posted
PJM | P48 | 2006-01-27 | Wind | 120 | Pennsylvania | Somerset | Withdrawn | Pennsylvania Electric Company (Penelec) | Bedford North - Allegheny 115kV | Allegheny (SubstationID: 20205) - Bedford North (SubstationID: 1407) |  |  | Document Posted | Withdrawn
PJM | P52 | 2006-01-30 | Wind | 80 | West Virginia | Preston | Withdrawn | Allegheny Power | Albright 138kV | Albright (SubstationID: 11884) |  |  | Document Posted | Document Posted | Withdrawn
PJM | P53 | 2006-01-30 | Wind | 81 | Virginia | Roanoke | Withdrawn | American Electric Power (AEP) | Bent Mtn. 138kV | Bent Mountain (SubstationID: 23838) |  |  | Document Posted | Withdrawn
PJM | P58 | 2006-01-31 | Wind | 150 | West Virginia | Randolph | Withdrawn | Allegheny Power | Canaan - Seneca 138kV | Canaan Valley - Davis (SubstationID: 29387) - Seneca Caverns - Riverton (SubstationID: 32640) |  |  | Document Posted | Document Posted | Withdrawn
PJM | P59 | 2006-01-31 | Wind | 97.6 | West Virginia | Barbour | In Service | Allegheny Power | Belington 138kV | Leadsville (SubstationID: 56689) | Laurel Mountain | 5998 | Document Posted | Document Posted | Not Required | Document Posted | Document Posted
PJM | P60 | 2006-01-31 | Wind | 52.5 | Pennsylvania | Somerset | In Service | Pennsylvania Electric Company (Penelec) | New Baltimore 115kV (Stony Creek) | New Baltimore (SubstationID: 19974) | Stony Creek | 8006 | Document Posted | Document Posted | Document Posted | Document Posted | Document Posted
PJM | Q01 | 2006-02-07 | Wind | 500 | Indiana | Benton | In Service | American Electric Power (AEP) | Olive-Dequine 345kv | Dequine (SubstationID: 19977) | Fowler Ridge I | 2818 | Document Posted | Document Posted | Not Required | Document Posted | Document Posted
PJM | Q02 | 2006-02-10 | Wind | 80 | Pennsylvania | Wayne | Withdrawn | Pennsylvania Electric Company (Penelec) | Thompson 115kV | Thompson (SubstationID: 55303) |  |  | Withdrawn
PJM | Q03 | 2006-02-13 | Wind | 250 | Indiana | Benton | In Service | American Electric Power (AEP) | Olive-Dequine 345kV | Dequine (SubstationID: 19977) - Olive (SubstationID: 21327) | Fowler Ridge II | 2820 | Document Posted | Document Posted | Not Required | Document Posted | Not Required
PJM | Q04 | 2006-02-15 | Wind | 140 | Pennsylvania | Bedford | Withdrawn | Pennsylvania Electric Company (Penelec) | Snake Spring 115kV | Snake Spring (SubstationID: 55360) |  |  | Document Posted | Withdrawn
PJM | Q05 | 2006-02-15 | Wind | 18 | Pennsylvania | Fulton | Withdrawn | Allegheny Power | Emmaville Mountain | Emmaville (SubstationID: 56130) |  |  | Document Posted | Not Required | Not Required
PJM | Q06 | 2006-02-15 | Wind | 18 | Pennsylvania | Fulton | Withdrawn | Allegheny Power | Breezewood | Breezewood (SubstationID: 48594) |  |  | Document Posted | Not Required | Not Required
PJM | Q07 | 2006-02-15 | Wind | 18 | Pennsylvania | Fulton | Withdrawn | Pennsylvania Electric Company (Penelec) | DuVall South |  |  |  | Withdrawn
PJM | Q23 | 2006-03-20 | Wind | 19 | West Virginia | Grant | Withdrawn | Allegheny Power | Bayard |  |  |  | Document Posted | Withdrawn
PJM | Q24 | 2006-03-23 | Wind | 101 | Pennsylvania | Potter | Withdrawn | Pennsylvania Electric Company (Penelec) | Gold-Sabinsville 115kV | Gold (SubstationID: 20031) - Sabinsville (SubstationID: 41539) |  |  | Document Posted | Document Posted | Withdrawn
PJM | Q25 | 2006-03-24 | Wind | 80 | Pennsylvania | Fayette | Withdrawn | Allegheny Power | Donegal-Iron City 138kV | Donegal (SubstationID: 19490) |  |  | Document Posted | Document Posted | Not Required | Document Posted | Document Posted
PJM | Q27 | 2006-04-07 | Wind | 100 | Pennsylvania | Schuylkill | In Service | PPL Electric Utilities | Frackville-Shennandoah 69kV | Frackville (SubstationID: 19964) | Locust Ridge II | 7682 | Document Posted | Document Posted | Not Required | Document Posted | Document Posted
PJM | Q28 | 2006-04-07 | Wind | 170 | Pennsylvania | Schuylkill | Withdrawn | PPL Electric Utilities | Eldred-Frackville 230kV | Eldred - Schuylkill County (SubstationID: 33886) - Frackville (SubstationID: 19964) | Rausch Creek | 14350 | Document Posted | Document Posted | Not Required | Document Posted | Document Posted
PJM | Q33 | 2006-04-24 | Wind | 150 | Pennsylvania | Tioga | Withdrawn | Pennsylvania Electric Company (Penelec) | Homer-Watercure 345kV | Homer City Station (SubstationID: 16874) - Watercure Hill (SubstationID: 33421) |  |  | Withdrawn
PJM | Q34 | 2006-04-24 | Wind | 100 | Pennsylvania | Somerset | Withdrawn | Pennsylvania Electric Company (Penelec) | Garrett 115kV | Garrett (SubstationID: 55390) |  |  | Document Posted | Document Posted | Document Posted | Document Posted | Document Posted
PJM | Q36 | 2006-04-28 | Wind | 50 | Pennsylvania | Centre | In Service | Pennsylvania Electric Company (Penelec) | Philipsburg - Tyrone North 115kV | North Tyrone (SubstationID: 19492) | Sandy Ridge I | 7144 | Document Posted | Document Posted | Document Posted | Document Posted | Document Posted
PJM | Q39 | 2006-05-08 | Wind | 105 | Illinois | Henry | Withdrawn | ComEd (Commonwealth Edison) | Kewanee 138kV | Kewanee (SubstationID: 13426) | Midland Wind (AKA Heartland) | 14414 | Document Posted | Document Posted | Document Posted | Withdrawn
PJM | Q40 | 2006-05-15 | Wind | 40 | Pennsylvania | Clinton | Withdrawn | PPL Electric Utilities | Renovo Lock Haven | Lock Haven (SubstationID: 21088) |  |  | Document Posted | Document Posted | Not Required | Withdrawn
PJM | Q53 | 2006-06-23 | Wind | 38 | Pennsylvania | Blair | In Service | Pennsylvania Electric Company (Penelec) | Summit-West Fall 115kV | Chestnut Flats (SubstationID: 19903) - West Fall (SubstationID: 19493) | Chestnut Flats | 5615 | Document Posted | Document Posted | Document Posted | Document Posted | Document Posted
PJM | Q54 | 2006-06-28 | Wind | 100 | Indiana | Allen | Withdrawn | American Electric Power (AEP) | Haviland-Tillman 138kV | Haviland (SubstationID: 20320) - Tillman (SubstationID: 20319) |  |  | Document Posted | Withdrawn
PJM | Q55 | 2006-06-28 | Wind | 62.5 | West Virginia | Preston | Withdrawn | Allegheny Power | Snowy Creek | Snowy Creek - Terra Alta (SubstationID: 32752) |  |  | Document Posted | Document Posted | Document Posted | Withdrawn | Withdrawn
PJM | Q56 | 2006-07-05 | Wind | 180 | Pennsylvania | Blair | Withdrawn | Pennsylvania Electric Company (Penelec) | Claysburg 115kV | Claysburg (SubstationID: 21221) |  |  | Document Posted | Withdrawn
PJM | Q57 | 2006-07-06 | Wind | 240 | Illinois | Lee | In Service | ComEd (Commonwealth Edison) | Steward-Waterman 138kV | McGirr Road (SubstationID: 20153) | Lee/DeKalb Counties | 7349 | Document Posted | Document Posted | Document Posted | Document Posted | Document Posted
PJM | Q58 | 2006-07-06 | Wind | 100 | Pennsylvania | Luzerne | Withdrawn | PPL Electric Utilities | Sunbury-Susquehanna | Sunbury (SubstationID: 14169) - Susquehanna (SubstationID: 606) |  |  | Document Posted | Document Posted | Not Required | Withdrawn
PJM | Q60 | 2006-07-07 | Wind | 201 | Illinois | Henry | Withdrawn | ComEd (Commonwealth Edison) | Kewanee 138kV | Kewanee (SubstationID: 13426) |  |  | Document Posted | Document Posted
PJM | Q62 | 2006-07-11 | Wind | 100 | Pennsylvania | Bedford | Withdrawn | Pennsylvania Electric Company (Penelec) | Sayton -Snake Spring 115kV | Snake Spring (SubstationID: 55360) |  |  | Document Posted | Document Posted | Withdrawn
PJM | Q72 | 2006-07-27 | Wind | 60 | Pennsylvania | Bradford | Withdrawn | Pennsylvania Electric Company (Penelec) | Mansfield - S. Troy 115kV | Mansfield (SubstationID: 55344) - Troy-Troy (SubstationID: 35814) |  |  | Document Posted | Document Posted | Withdrawn
PJM | Q85 | 2006-07-31 | Wind | 20 | Illinois | Marshall | Withdrawn | ComEd (Commonwealth Edison) | Minonk 34.5kV | Minonk (SubstationID: 20068) |  |  | Withdrawn
PJM | R03 | 2006-08-25 | Wind | 130 | Indiana | Adams | Withdrawn | American Electric Power (AEP) | Adams - Allen 138kV | Adams (SubstationID: 28806) - Allen (SubstationID: 20318) |  |  | Document Posted | Document Posted | Withdrawn
PJM | R05 | 2006-09-08 | Wind | 50 | Pennsylvania | Wayne | Withdrawn | Pennsylvania Electric Company (Penelec) | Thompson 115kV | Thompson (SubstationID: 55303) |  |  | Document Posted | Document Posted | Withdrawn
PJM | R06 | 2006-09-08 | Wind | 60 | Pennsylvania | Carbon | Withdrawn | PPL Electric Utilities | Weissport 69kV | Weissport (SubstationID: 36934) |  |  | Document Posted | Withdrawn
PJM | R09 | 2006-09-15 | Wind | 48 | Pennsylvania | Cambria | Withdrawn | Pennsylvania Electric Company (Penelec) | Johnstown-Altoona 230 kV | Altoona (SubstationID: 47351) - Johnstown (SubstationID: 20509) |  |  | Document Posted | Document Posted | Withdrawn
PJM | R16 | 2006-10-02 | Wind | 126 | Illinois | Stephenson | Withdrawn | ComEd (Commonwealth Edison) | Lena 138kV | Lena (SubstationID: 20066) | Stephenson - R16 | 51917 | Document Posted | Document Posted | Withdrawn
PJM | R21 | 2006-10-12 | Wind | 14 | West Virginia | Hardy | Withdrawn | Allegheny Power | Short Mountain |  |  |  | Document Posted | Withdrawn
PJM | R22 | 2006-10-12 | Wind | 90 | West Virginia | Mineral | Withdrawn | Allegheny Power | Elk Garden - Junction 138kV | Elk Garden (SubstationID: 56573) - Junction (SubstationID: 36400) |  |  | Document Posted | Withdrawn
PJM | R29 | 2006-10-24 | Wind | 200 | Illinois | Knox | Withdrawn | ComEd (Commonwealth Edison) | Kawanee 138kV |  |  |  | Document Posted | Document Posted | Withdrawn
PJM | R30 | 2006-10-24 | Wind | 500 | Illinois | Livingston | Withdrawn | ComEd (Commonwealth Edison) | Pontiac Mid-Point 345kV | Pontiac-Midpoint (SubstationID: 953) | Pleasant Ridge | 41297 | Document Posted | Document Posted | Document Posted | Document Posted | Document Posted
PJM | R32 | 2006-10-30 | Wind | 75 | Pennsylvania | Cambria | In Service | Pennsylvania Electric Company (Penelec) | Salix - Claysburg 115kV | Highland (SubstationID: 20063) | Highland North | 887 | Document Posted | Document Posted | Document Posted | Document Posted | Document Posted
PJM | R36 | 2006-11-08 | Wind - Offshore | 450 | Delaware | Unknown | Withdrawn | Delmarva Power & Light Company | Bethany 138kV | Bethany (SubstationID: 25914) |  |  | Document Posted | Document Posted | Document Posted | Document Posted | Document Posted
PJM | R37 | 2006-11-08 | Wind - Offshore | 450 | Delaware | Sussex | Withdrawn | Delmarva Power & Light Company | Rehoboth 138kV | Rehoboth (SubstationID: 25944) |  |  | Document Posted | Document Posted | Withdrawn
PJM | R38 | 2006-11-08 | Wind - Offshore | 547 | Delaware | Sussex | Withdrawn | Delmarva Power & Light Company | Milford 230kV | Milford (SubstationID: 20551) |  |  | Document Posted | Withdrawn
PJM | R40 | 2006-11-15 | Wind | 1.8 | Pennsylvania | Somerset | In Service | Pennsylvania Electric Company (Penelec) | Rockwood - Meyersdale 115kV | Lookout (SubstationID: 19966) - Rockwood (SubstationID: 19980) | Lookout | 8007 | Document Posted | Document Posted | Not Required | Document Posted | Document Posted
PJM | R43 | 2006-11-27 | Wind | 20 | Pennsylvania | Schuylkill | Withdrawn | PPL Electric Utilities | Frackville - Hauto #3 | Frackville (SubstationID: 19964) - Hauto (SubstationID: 19907) | GCC Realty | 51918 | Document Posted | Document Posted | Not Required | Document Posted | Document Posted
PJM | R45 | 2006-12-04 | Wind | 70 | Pennsylvania | Tioga | Withdrawn | Pennsylvania Electric Company (Penelec) | Mansfield - Tower Hill 115kV | Mansfield (SubstationID: 55344) - Tower Hill (SubstationID: 55381) |  |  | Document Posted | Withdrawn
PJM | R46 | 2006-12-04 | Wind | 9 | Illinois | Bureau | Withdrawn | ComEd (Commonwealth Edison) | Providence Heights #1A 138kV | Providence Heights (SubstationID: 19979) |  |  | Withdrawn
PJM | R48 | 2006-12-06 | Wind | 48.3 | Ohio | Paulding | Withdrawn | American Electric Power (AEP) | Antwerp - Payne 69kV | Paulding Switchyard (Timber Road) (SubstationID: 40743) | Timber Road I (Paulding Wind Farm I) | 23121 | Document Posted | Document Posted | Not Required | Document Posted | Document Posted
PJM | R49 | 2006-12-06 | Wind | 150 | Ohio | Paulding | In Service | American Electric Power (AEP) | Haviland - Milan 138kV | Timber Road (SubstationID: 19932) | Timber Road II (Paulding Wind Farm II) | 23123 | Document Posted | Document Posted | Not Required | Document Posted | Document Posted
PJM | R50 | 2006-12-06 | Wind | 48 | Ohio | Logan | Withdrawn | Dayton Power & Light (DPL) | Liberty - Blue Jacket 69kV | Blue Jacket-Lake Twp. (SubstationID: 38253) - Liberty (SubstationID: 27575) |  |  | Document Posted | Withdrawn
PJM | R51 | 2006-12-06 | Wind | 48 | Ohio | Champaign | Withdrawn | Dayton Power & Light (DPL) | Kings Creek - Woodstock 69kV | Kings Creek-County Rd. 126-B (SubstationID: 36504) - Woodstock (SubstationID: 55763) |  |  | Document Posted | Withdrawn
PJM | R52 | 2006-12-06 | Wind | 200 | Ohio | Champaign | Withdrawn | Dayton Power & Light (DPL) | Mechanicsburg - Darby | Darby Electric Generating Station (SubstationID: 16833) - Mechanicsburg (SubstationID: 37983) | Buckeye | 885 | Document Posted | Document Posted | Document Posted | Document Posted | Document Posted
PJM | R52A | 2006-12-06 | Wind | 100 | Ohio | Champaign | Withdrawn | Dayton Power & Light (DPL) | Kings Creek 69kV | Kings Creek-County Rd. 126-B (SubstationID: 36504) | Buckeye II | 32662 | Document Posted | Document Posted | Document Posted | Document Posted | Document Posted
PJM | R53 | 2006-12-08 | Wind | 60 | Pennsylvania | Lackawanna | Withdrawn | PPL Electric Utilities | Stanton-Brookside 69kV | Brookside - Lackawanna County (SubstationID: 38664) - Stanton (SubstationID: 695) |  |  | Document Posted | Document Posted | Not Required | Withdrawn
PJM | R54 | 2006-12-11 | Wind | 100 | Illinois | Ogle | Withdrawn | ComEd (Commonwealth Edison) | Dixon - Cherry Valley 138kV | Cherry Valley (SubstationID: 25198) - Dixon (SubstationID: 21241) |  |  | Document Posted | Document Posted | Withdrawn
PJM | R55 | 2006-12-11 | Wind | 100 | Illinois | Ogle | Withdrawn | ComEd (Commonwealth Edison) | Dixon - Maryland 138kV | Dixon (SubstationID: 21241) - Maryland (SubstationID: 25337) |  |  | Document Posted | Document Posted | Withdrawn
PJM | R56 | 2006-12-11 | Wind | 124 | Pennsylvania | Somerset | Withdrawn | Pennsylvania Electric Company (Penelec) | Quemahoning - Hooversville 230kV | Hooversville (SubstationID: 19484) - Quemahoning (SubstationID: 63821) |  |  | Document Posted | Document Posted | Withdrawn
PJM | R59 | 2007-01-03 | Wind | 160 | Illinois | Bureau | Withdrawn | ComEd (Commonwealth Edison) | Nelson-Lee County Energy Ctr 345kV | Lee (SubstationID: 20692) - Nelson (SubstationID: 25212) |  |  | Document Posted | Document Posted | Withdrawn
PJM | R61 | 2007-01-08 | Wind | 350 | Indiana | Legrange | Withdrawn | American Electric Power (AEP) | Collingwood-Hiple 345kV | Collingwood (SubstationID: 46621) - Hiple (SubstationID: 14114) |  |  | Document Posted | Document Posted | Withdrawn
PJM | R60 | 2007-01-08 | Wind | 350 | Ohio | Van Wert | In Service | American Electric Power (AEP) | Convoy-East Lima 345kV | Convoy (SubstationID: 20098) | Blue Creek | 16632 | Document Posted | Document Posted | Not Required | Document Posted | Not Required
PJM | R64 | 2007-01-12 | Wind | 200 | Illinois | Stephenson | Withdrawn | ComEd (Commonwealth Edison) | Lancaster 138kV | Lancaster (SubstationID: 23457) |  |  | Document Posted | Document Posted | Withdrawn
PJM | R65 | 2007-01-12 | Wind | 100 | Illinois | Ogle | Withdrawn | ComEd (Commonwealth Edison) | Dixon-Cherry Valley 138kV | Cherry Valley (SubstationID: 25198) - Dixon (SubstationID: 21241) |  |  | Document Posted | Document Posted | Withdrawn
PJM | R78 | 2007-01-26 | Wind | 300.3 | Illinois | Livingston | Withdrawn | ComEd (Commonwealth Edison) | Dresden-Pontiac 345kV | Dresden Station (SubstationID: 16876) - Pontiac-Midpoint (SubstationID: 953) |  |  | Document Posted | Document Posted | Withdrawn
PJM | R79 | 2007-01-26 | Wind | 300.3 | Illinois | Livingston | Withdrawn | ComEd (Commonwealth Edison) | Tazewell-Kendall 345kV | Kendall County Generation Facility (SubstationID: 16862) - Tazewell (SubstationID: 14000) |  |  | Document Posted | Document Posted | Withdrawn
PJM | R88 | 2007-01-30 | Wind | 75 | Illinois | Bureau | Withdrawn | ComEd (Commonwealth Edison) | Providence Heights #2 138kV | Providence Heights (SubstationID: 19979) |  |  | Document Posted | Withdrawn
PJM | R92 | 2007-01-31 | Wind | 70 | Pennsylvania | Clearfield | Withdrawn | Pennsylvania Electric Company (Penelec) | DuBois 115kV | Dubois (SubstationID: 55322) |  |  | Document Posted | Document Posted | Document Posted | Withdrawn | Withdrawn
PJM | R96 | 2007-01-31 | Wind | 200 | Illinois | Stephenson | Withdrawn | ComEd (Commonwealth Edison) | Lancaster-Maryland 138kV | Lancaster (SubstationID: 23457) - Maryland (SubstationID: 25337) |  |  | Document Posted | Document Posted | Withdrawn
PJM | S06 | 2007-02-27 | Wind | 202 | Indiana | White | In Service | American Electric Power (AEP) | Olive-DeQuine 345kV | Brookston (SubstationID: 13983) - Meadow Lake (SubstationID: 19727) | Meadow Lake I | 6512 | Document Posted | Document Posted | Not Required | Document Posted | Document Posted
PJM | S11 | 2007-03-05 | Wind | 70 | Pennsylvania | Cambria | Withdrawn | Pennsylvania Electric Company (Penelec) | Seward-Tower 51 115kV | Seward (SubstationID: 17052) - Tower 51 (SubstationID: 55380) |  |  | Document Posted | Withdrawn
PJM | S14 | 2007-03-19 | Wind | 70 | Pennsylvania | Allegheny | Engineering And Procurement | Allegheny Power | Dans Mountain | Dan's Mountain (SubstationID: 20036) | Dan's Mountain Wind | 5752 | Document Posted | Document Posted | Document Posted | Document Posted | Document Posted
PJM | S19 | 2007-03-19 | Wind | 28 | Pennsylvania | Schuylkill | Withdrawn | PPL Electric Utilities | Pine Grove-Frailey 69kV | Frailey - Schuylkill County (SubstationID: 34453) - Pine Grove - Schuylkill County (SubstationID: 39975) |  |  | Document Posted | Withdrawn
PJM | S20 | 2007-03-19 | Wind | 50 | Pennsylvania | Schuylkill | Withdrawn | PPL Electric Utilities | Pine Grove-Fishbach 69kV | Fishbach - Schuylkill County (SubstationID: 34367) - Pine Grove - Schuylkill County (SubstationID: 39975) |  |  | Document Posted | Document Posted | Not Required | Document Posted | Document Posted
PJM | S26 | 2007-04-09 | Wind | 75 | Indiana | Jay | Withdrawn | American Electric Power (AEP) | Bluff Point-Jay 138kV | Bluff Point (SubstationID: 29192) - Jay (SubstationID: 30943) |  |  | Document Posted | Withdrawn
PJM | S27 | 2007-04-17 | Wind | 198 | Illinois | Mclean | In Service | ComEd (Commonwealth Edison) | Blue Mound I | Blue Mound (SubstationID: 1066) | Twin Groves (Black Prairie) | 1734 | Document Posted | Document Posted | Not Required | Document Posted | Not Required
PJM | S28 | 2007-04-17 | Wind | 198 | Illinois | Mclean | In Service | ComEd (Commonwealth Edison) | Blue Mound II | Blue Mound (SubstationID: 1066) | Twin Groves (Black Prairie) | 1734 | Document Posted | Document Posted | Not Required | Document Posted | Not Required
PJM | S31 | 2007-05-03 | Wind | 450 | Indiana | White | Withdrawn | American Electric Power (AEP) | Olive-Dequine 345kV | Dequine (SubstationID: 19977) - Olive (SubstationID: 21327) |  |  | Document Posted | Withdrawn
PJM | S36 | 2007-05-07 | Wind | 175 | Illinois | Kankakee | In Service | ComEd (Commonwealth Edison) | Kankakee 138 kV | Kankakee (SubstationID: 25324) | Pilot Hill (Kempton) | 39426 | Document Posted | Document Posted | Document Posted | Document Posted | Document Posted
PJM | S37 | 2007-05-07 | Wind | 175 | Illinois | Kankakee | In Service | ComEd (Commonwealth Edison) | Kankakee 138kV | Kankakee (SubstationID: 25324) | Kelly Creek Wind Farm | 48413 | Document Posted | Document Posted | Document Posted | Document Posted | Document Posted
PJM | S42 | 2007-05-15 | Wind | 18 | Pennsylvania | Northumberland | Withdrawn | PPL Electric Utilities | Eldred-Fairview | Eldred - Schuylkill County (SubstationID: 33886) - Fairview (SubstationID: 55279) |  |  | Document Posted | Document Posted | Not Required | Document Posted | Document Posted
PJM | S44 | 2007-05-18 | Wind | 110 | Pennsylvania | Mifflin | Withdrawn | Pennsylvania Electric Company (Penelec) | Mifflin County | Mifflin (SubstationID: 38342) |  |  | Withdrawn
PJM | S45 | 2007-05-18 | Wind | 100 | Ohio | Champaign | Withdrawn | Dayton Power & Light (DPL) | Mechanicsburg North |  |  |  | Document Posted | Document Posted | Withdrawn
PJM | S46 | 2007-05-18 | Wind | 200 | Ohio | Champaign | Withdrawn | Dayton Power & Light (DPL) | Mechanicsburg South | South Mechanicsburg (SubstationID: 19377) |  |  | Document Posted | Document Posted | Withdrawn
PJM | S49 | 2007-05-24 | Wind | 202.5 | Pennsylvania | Bedford | Withdrawn | Pennsylvania Electric Company (Penelec) | Bedford 115kV | Bedford North (SubstationID: 1407) |  |  | Document Posted | Document Posted | Withdrawn
PJM | S51 | 2007-05-29 | Wind | 99 | Ohio | Logan | Withdrawn | Dayton Power & Light (DPL) | E. Liberty-Blue Jacket 69kV | Blue Jacket-Lake Twp. (SubstationID: 38253) - Honda East Liberty-Allen Twp. (SubstationID: 35596) |  |  | Document Posted | Document Posted | Withdrawn
PJM | S53 | 2007-05-29 | Wind | 20 | Illinois | Bureau | Withdrawn | ComEd (Commonwealth Edison) | Lee County E.C. 345kV | Lee (SubstationID: 20692) |  |  | Document Posted | Withdrawn
PJM | S54 | 2007-06-05 | Wind | 130 | Virginia | Tazewell | Withdrawn | American Electric Power (AEP) | Tazewell 138kV | Tazewell (SubstationID: 20331) |  |  | Document Posted | Document Posted | Withdrawn
PJM | S57 | 2007-06-11 | Wind | 1500 | Illinois | Grundy | Withdrawn | ComEd (Commonwealth Edison) | Collins | Collins (SubstationID: 13425) |  |  | Document Posted | Document Posted | Withdrawn
PJM | S58 | 2007-06-11 | Wind | 1600 | Illinois | Grundy | Withdrawn | ComEd (Commonwealth Edison) | Collins | Collins (SubstationID: 13425) |  |  | Document Posted | Document Posted | Withdrawn
PJM | S62 | 2007-07-03 | Wind | 500 | Illinois | Lasalle | Withdrawn | ComEd (Commonwealth Edison) | LaSalle-Braidwood 345kV | Braidwood Generating Station (SubstationID: 16870) - Lasalle (SubstationID: 25207) | LaSalle - S62 | 51921 | Document Posted | Document Posted | Withdrawn
PJM | S65 | 2007-07-19 | Wind | 85 | Pennsylvania | Cambria | Withdrawn | Pennsylvania Electric Company (Penelec) | Cambria | Cambria County Prison (SubstationID: 55268) |  |  | Document Posted | Withdrawn
PJM | S71 | 2007-07-30 | Wind | 120 | Indiana | Jay | In Service | American Electric Power (AEP) | Bluff Point 138kV | Bluff Point (SubstationID: 29192) | Bluff Point Wind Energy Center | 33994 | Document Posted | Document Posted | Document Posted | Document Posted | Document Posted
PJM | S72 | 2007-07-30 | Wind | 240 | Indiana | Allen | Withdrawn | American Electric Power (AEP) | Convoy-East Lima 345kV | Convoy (SubstationID: 20098) - East Lima (SubstationID: 20097) | Dog Creek Wind Farm | 51922 | Document Posted | Document Posted | Document Posted | Document Posted | Document Posted
PJM | S73 | 2007-07-30 | Wind | 200 | Indiana | Allen | Withdrawn | American Electric Power (AEP) | Lincoln-North Delphos | Lincoln (SubstationID: 20315) - North Delphos (SubstationID: 38993) |  |  | Document Posted | Document Posted | Document Posted | Withdrawn | Withdrawn
PJM | S117 | 2007-07-31 | Wind | 150 | Ohio | Paulding | Withdrawn | American Electric Power (AEP) | Haviland 138kV | Haviland (SubstationID: 20320) |  |  | Withdrawn
PJM | S118 | 2007-07-31 | Wind | 150 | Ohio | Paulding | Withdrawn | American Electric Power (AEP) | North Delphos 138kV | North Delphos (SubstationID: 38993) |  |  | Withdrawn
PJM | T16 | 2007-08-20 | Wind | 30 | Maryland | Garrett | In Service | Allegheny Power | Kelso Gap 138kV | Kelso Gap (SubstationID: 20074) | Fair Wind | 27355 | Document Posted | Document Posted | Not Required | Document Posted | Document Posted
PJM | T20 | 2007-08-30 | Solar PV | 3.3 | Pennsylvania | Bucks | In Service | PECO | Falls | Falls (SubstationID: 16955) | Exelon-Conergy Solar Energy Center (Pennsylvania) | 4894 | Document Posted | Document Posted | Not Required | Document Posted | Document Posted
PJM | T27 | 2007-09-07 | Wind | 60 | Pennsylvania | Somerset | Withdrawn | Allegheny Power | Hyndman 34kV |  |  |  | Document Posted | Withdrawn
PJM | T32 | 2007-09-12 | Wind | 2500 | South Dakota | Mcpherson | Withdrawn | ComEd (Commonwealth Edison) | Collins |  |  |  | Document Posted | Document Posted | Withdrawn
PJM | T33 | 2007-09-12 | Wind | 1000 | South Dakota | Mcpherson | Withdrawn | ComEd (Commonwealth Edison) | Collins II |  |  |  | Document Posted | Withdrawn
PJM | T34 | 2007-09-12 | Wind | 1500 | South Dakota | Mcpherson | Withdrawn | ComEd (Commonwealth Edison) | Collins III |  |  |  | Document Posted | Withdrawn
PJM | T35 | 2007-09-12 | Wind | 1500 | North Dakota | Lamoure | Withdrawn | ComEd (Commonwealth Edison) | Byron Wind IV | Byron (SubstationID: 10171) |  |  | Document Posted | Withdrawn
PJM | T37 | 2007-09-14 | Wind | 150 | Pennsylvania | Schuylkill | Withdrawn | PPL Electric Utilities | Hegins | Hegins - Schuylkill County (SubstationID: 35461) |  |  | Document Posted | Withdrawn
PJM | T39 | 2007-09-14 | Wind | 18 | Pennsylvania | Potter | Withdrawn | Allegheny Power | Coudersport 46kV |  |  |  | Document Posted | Document Posted | Withdrawn
PJM | T48 | 2007-09-21 | Wind | 40 | Ohio | Mercer | Withdrawn | Dayton Power & Light (DPL) | Coldwater-Rossburg 69kV | Coldwater-S.W. Of Coldwater (SubstationID: 39693) - Rossburg-Brown Twp. (SubstationID: 34012) |  |  | Document Posted | Document Posted | Withdrawn
PJM | T81 | 2007-10-15 | Wind - Offshore | 350 | New Jersey | Ocean | Withdrawn | Atlantic City Electric | Cedar 230kV | Cedar (SubstationID: 20778) |  |  | Document Posted | Withdrawn
PJM | T82 | 2007-10-15 | Wind - Offshore | 350 | New Jersey | Atlantic | Withdrawn | Atlantic City Electric | Cardiff 230kV | Cardiff (SubstationID: 19546) |  |  | Document Posted | Document Posted | Withdrawn
PJM | T83 | 2007-10-15 | Wind - Offshore | 350 | New Jersey | Atlantic | Withdrawn | Atlantic City Electric | Merion 138kV | Merion - Ocean City (SubstationID: 24497) |  |  | Document Posted | Withdrawn
PJM | T84 | 2007-10-15 | Wind - Offshore | 350 | New Jersey | Cape May | Withdrawn | Atlantic City Electric | Corson 138kV | Corson (SubstationID: 21007) |  |  | Document Posted | Document Posted | Withdrawn
PJM | T92 | 2007-10-23 | Wind | 1500 | Iowa | Pocahontas | Withdrawn | ComEd (Commonwealth Edison) | Paddtown I Wind 1500 MW |  |  |  | Withdrawn
PJM | T93 | 2007-10-23 | Wind | 1500 | Iowa | Pocahontas | Withdrawn | ComEd (Commonwealth Edison) | Paddtown II Wind 1500 MW |  |  |  | Withdrawn
PJM | T99 | 2007-10-29 | Wind | 100 | Illinois | Boone | Withdrawn | ComEd (Commonwealth Edison) | Wempletown-Belvidere 138kV | Belvidere (SubstationID: 25271) - Wempletown (SubstationID: 207) | Caledonia | 47680 | Document Posted | Document Posted | Withdrawn
PJM | T100 | 2007-11-12 | Wind | 200 | Pennsylvania | Bradford | Withdrawn | Pennsylvania Electric Company (Penelec) | Grover-East Towanda 230 kV | East Towanda (SubstationID: 1421) - Grover (SubstationID: 19522) |  |  | Document Posted | Withdrawn
PJM | T105 | 2007-11-20 | Wind | 350 | Illinois | Livingston | Withdrawn | ComEd (Commonwealth Edison) | Pontiac Midpoint-Wilton Center 350 MW |  |  |  | Document Posted | Document Posted | Withdrawn
PJM | T106 | 2007-11-21 | Wind | 140 | Illinois | Bureau | Withdrawn | ComEd (Commonwealth Edison) | Lee County | Lee (SubstationID: 20692) |  |  | Document Posted | Withdrawn
PJM | T120 | 2007-12-28 | Wind | 250 | Illinois | Iroquois | Withdrawn | ComEd (Commonwealth Edison) | Kankakee #3 138kV | Kankakee (SubstationID: 25324) |  |  | Document Posted | Withdrawn
PJM | T121 | 2007-12-28 | Wind | 75 | Pennsylvania | Potter | Withdrawn | Pennsylvania Electric Company (Penelec) | Potter-Gold 115kV | Gold (SubstationID: 20031) - Potter (SubstationID: 40119) | Potter Wind Energy | 41301 | Document Posted | Document Posted | Document Posted | Document Posted | Document Posted
PJM | T122 | 2007-12-28 | Wind - Offshore | 600 | Maryland | Worcester | Withdrawn | Delmarva Power & Light Company | Ocean Bay 138kV | Ocean Bay (SubstationID: 25941) |  |  | Document Posted | Document Posted | Withdrawn
PJM | T124 | 2008-01-02 | Wind | 200 | Illinois | Mclean | Withdrawn | ComEd (Commonwealth Edison) | Latham-Pontiac I 345kV | Latham (SubstationID: 21305) - Pontiac (SubstationID: 32238) |  |  | Document Posted | Document Posted | Withdrawn
PJM | T125 | 2008-01-02 | Wind | 200 | Illinois | Mclean | Withdrawn | ComEd (Commonwealth Edison) | Latham-Pontiac II 345kV | Latham (SubstationID: 21305) - Pontiac (SubstationID: 32238) |  |  | Document Posted | Document Posted | Withdrawn
PJM | T126 | 2008-01-02 | Wind | 200 | Indiana | Benton | In Service | American Electric Power (AEP) | Olive-Dequine 345kV | Brookston (SubstationID: 13983) - Meadow Lake (SubstationID: 19727) | Meadow Lake II | 12109 | Document Posted | Document Posted | Not Required | Document Posted | Document Posted
PJM | T126 | 2008-01-02 | Wind | 200 | Indiana | Benton | In Service | American Electric Power (AEP) | Olive-Dequine 345kV | Brookston (SubstationID: 13983) - Meadow Lake (SubstationID: 19727) | Meadow Lake III | 17041 | Document Posted | Document Posted | Not Required | Document Posted | Document Posted
PJM | T127 | 2008-01-02 | Wind | 200 | Indiana | White | In Service | American Electric Power (AEP) | Olive-Dequine 345kV | Brookston (SubstationID: 13983) - Dequine (SubstationID: 19977) - Meadow Lake (SubstationID: 19727) - Olive (SubstationID: 21327) | Meadow Lake IV | 17042 | Document Posted | Document Posted | Not Required | Document Posted | Not Required
PJM | T127 | 2008-01-02 | Wind | 200 | Indiana | White | In Service | American Electric Power (AEP) | Olive-Dequine 345kV | Dequine (SubstationID: 19977) - Olive (SubstationID: 21327) | Meadow Lake V | 40990 | Document Posted | Document Posted | Not Required | Document Posted | Not Required
PJM | T130 | 2008-01-09 | Wind | 300 | Ohio | Paulding | Withdrawn | American Electric Power (AEP) | Maddox Creek-RP Mone 345 kV | Maddox Creek (SubstationID: 42630) - Robert P Mone Plant (SubstationID: 18702) | Paulding - T130 | 51923 | Document Posted | Document Posted | Document Posted | Withdrawn | Withdrawn
PJM | T131 | 2008-01-09 | Wind | 150 | Ohio | Paulding | In Service | American Electric Power (AEP) | Lincoln-Sterling 138kV | Lincoln (SubstationID: 27576) - Sterling (SubstationID: 21203) | Timber Road III (Paulding Wind Farm III) | 47676 | Document Posted | Document Posted | Document Posted | Document Posted | Document Posted
PJM | T142 | 2008-01-15 | Wind | 300 | Ohio | Hardin | Withdrawn | American Electric Power (AEP) | Southwest Lima-Marysville 345kV | Marysville (SubstationID: 14199) - Southwest Lima (SubstationID: 19981) | Van Wert II | 45484 | Document Posted | Document Posted | Document Posted | Document Posted | Document Posted
PJM | T143 | 2008-01-16 | Wind | 250 | Illinois | Putnam | Withdrawn | ComEd (Commonwealth Edison) | Hennepin | Hennepin Switchyard (SubstationID: 22937) | Putnam - T143 | 51924 | Document Posted | Document Posted | Withdrawn
PJM | T146 | 2008-01-22 | Wind - Offshore | 346 | New Jersey | Cape May | Withdrawn | Atlantic City Electric | England | B.L. England (SubstationID: 11677) |  |  | Document Posted | Document Posted | Withdrawn
PJM | T148 | 2008-01-25 | Wind | 100 | Illinois | Boone | Withdrawn | ComEd (Commonwealth Edison) | Wempletown-Belvidere 138kV | Belvidere (SubstationID: 25271) - Wempletown (SubstationID: 207) | Caledonia II | 47677 | Document Posted | Document Posted | Withdrawn
PJM | T157 | 2008-01-30 | Wind | 102.5 | West Virginia | Mineral | In Service | Dominion | New Creek Mountain 500kV | New Creek Mountain (SubstationID: 19975) | New Creek | 7560 | Document Posted | Document Posted | Document Posted | Document Posted | Document Posted
PJM | T158 | 2008-01-30 | Wind | 70 | West Virginia | Mineral | Withdrawn | Allegheny Power | Elk Garden-Junction 138kV | Elk Garden (SubstationID: 56573) - Junction (SubstationID: 36400) |  |  | Document Posted | Withdrawn
PJM | T183 | 2008-01-31 | Wind | 200 | Indiana | White | Withdrawn | American Electric Power (AEP) | Olive-Dequine 345kV | Dequine (SubstationID: 19977) - Olive (SubstationID: 21327) |  |  | Document Posted | Document Posted | Withdrawn
PJM | T184 | 2008-01-31 | Wind | 200 | Indiana | White | Withdrawn | American Electric Power (AEP) | Olive-Dequine 345kV | Dequine (SubstationID: 19977) - Olive (SubstationID: 21327) |  |  | Document Posted | Document Posted | Withdrawn
PJM | T185 | 2008-01-31 | Wind - Offshore | 20 | New Jersey | Cape May | Withdrawn | Atlantic City Electric | Lewis | Lewis (SubstationID: 19822) |  |  | Document Posted | Withdrawn
PJM | T186 | 2008-01-31 | Wind - Offshore | 20 | New Jersey | Cape May | Withdrawn | Atlantic City Electric | England | B.L. England (SubstationID: 11677) |  |  | Document Posted | Withdrawn
PJM | U1-011 | 2008-02-07 | Wind | 20 | Illinois | Woodford | Withdrawn | ComEd (Commonwealth Edison) | Minonk II 34.5kV | Minonk (SubstationID: 20068) |  |  | Withdrawn
PJM | U1-024 | 2008-02-12 | Wind | 500 | Indiana | Warren | Withdrawn | American Electric Power (AEP) | Dequine-Eugene 345kV | Dequine (SubstationID: 19977) - Eugene (SubstationID: 21548) |  |  | Document Posted | Withdrawn
PJM | U1-037 | 2008-02-29 | Wind | 250 | Illinois | Lasalle | Withdrawn | ComEd (Commonwealth Edison) | LaSalle-Plano 345kV | Lasalle (SubstationID: 25207) - Plano (SubstationID: 13416) |  |  | Document Posted | Withdrawn
PJM | U1-038 | 2008-02-29 | Wind | 50 | Pennsylvania | Centre | Withdrawn | Allegheny Power | Millheim | Millheim (46KV) (SubstationID: 48625) |  |  | Document Posted | Document Posted | Withdrawn
PJM | U1-049 | 2008-03-24 | Wind | 100 | Illinois | Kankakee | Withdrawn | ComEd (Commonwealth Edison) | Kankakee #4 138kV | Kankakee (SubstationID: 25324) |  |  | Document Posted | Document Posted | Withdrawn
PJM | U1-050 | 2008-03-25 | Wind | 200 | Pennsylvania | Clearfield | Withdrawn | Pennsylvania Electric Company (Penelec) | Clearfield | Clearfield (SubstationID: 19521) |  |  | Document Posted | Withdrawn
PJM | U1-051 | 2008-03-25 | Wind | 130 | Pennsylvania | Clearfield | Withdrawn | Pennsylvania Electric Company (Penelec) | Clearfield | Clearfield (SubstationID: 19521) |  |  | Document Posted | Document Posted | Withdrawn
PJM | U1-056 | 2008-03-28 | Wind - Offshore | 350 | New Jersey | Atlantic | Withdrawn | Atlantic City Electric | Lewis 138kV | Lewis (SubstationID: 19822) | Atlantic - U1-056 | 51925 | Document Posted | Document Posted | Document Posted | Withdrawn | Withdrawn
PJM | U1-059 | 2008-04-02 | Wind | 48.3 | Ohio | Hardin | In Service | American Electric Power (AEP) | Ada-Dunkirk 69kV | Dunkirk (SubstationID: 19955) - East Lima (SubstationID: 20097) | Hog Creek Wind Farm (FKA Hardin County) | 26548 | Document Posted | Document Posted | Document Posted | Document Posted | Document Posted
PJM | U1-060 | 2008-04-02 | Wind | 151.8 | Ohio | Hardin | Withdrawn | American Electric Power (AEP) | East Lima-South Kenton 138kV | East Lima (SubstationID: 20097) - South Kenton (SubstationID: 34745) |  |  | Document Posted | Document Posted | Withdrawn
PJM | U1-087 | 2008-04-18 | Wind | 150 | Indiana | Benton | Withdrawn | American Electric Power (AEP) | Dequine 345kV | Dequine (SubstationID: 19977) |  |  | Document Posted | Document Posted | Withdrawn
PJM | U1-088 | 2008-04-18 | Wind | 100 | Indiana | Benton | Withdrawn | American Electric Power (AEP) | Dequine 345kV | Dequine (SubstationID: 19977) |  |  | Document Posted | Document Posted | Withdrawn
PJM | U2-003 | 2008-05-13 | Wind | 200 | Illinois | Stephenson | Withdrawn | ComEd (Commonwealth Edison) | Wempletown | Wempletown (SubstationID: 207) |  |  | Withdrawn
PJM | U2-015 | 2008-05-22 | Wind | 100 | Pennsylvania | Columbia | Withdrawn | PPL Electric Utilities | Harwood-E. Palmerton 230kV | Harwood - Luzerne County (SubstationID: 35423) - Palmerton (SubstationID: 39539) | Buck Mountain | 20233 | Document Posted | Document Posted | Document Posted | Document Posted | Document Posted
PJM | U2-016 | 2008-05-23 | Wind | 85 | Pennsylvania | Bradford | Withdrawn | Pennsylvania Electric Company (Penelec) | East Towanda-Grover 230kV | East Towanda (SubstationID: 1421) - Grover (SubstationID: 19522) |  |  | Document Posted | Document Posted | Withdrawn
PJM | U2-017 | 2008-05-23 | Wind | 200 | Virginia | Tazewell | Withdrawn | American Electric Power (AEP) | Tazewell-Baileysville 138kV | Baileysville (SubstationID: 23835) - Tazewell (SubstationID: 20331) |  |  | Document Posted | Withdrawn
PJM | U2-026 | 2008-05-29 | Wind | 30 | Ohio | Paulding | Withdrawn | American Electric Power (AEP) | Antwerp 69kV | Antwerp (SubstationID: 37498) |  |  | Document Posted | Withdrawn
PJM | U2-027 | 2008-05-29 | Wind | 50 | Pennsylvania | Bradford | Withdrawn | Pennsylvania Electric Company (Penelec) | Mehoopany 115kV | Mehoopany (SubstationID: 19489) |  |  | Document Posted | Withdrawn
PJM | U2-029 | 2008-06-05 | Solar PV | 1.3 | Pennsylvania | Philadelphia | Withdrawn | PECO | Passyunk | Passyunk (SubstationID: 39591) |  |  | Document Posted | Document Posted | Not Required | Withdrawn | Not Required
PJM | U2-030 | 2008-06-05 | Wind | 60 | Maryland | Garrett | In Service | Allegheny Power | Four Mile Ridge Wind 138kV | Four Mile Ridge (SubstationID: 54798) | Fourmile Ridge | 23370 | Document Posted | Document Posted | Document Posted | Document Posted | Document Posted
PJM | U2-032 | 2008-06-09 | Wind | 20 | Maryland | Garrett | Withdrawn | Allegheny Power | Elbow Mountain |  |  |  | Document Posted | Withdrawn
PJM | U2-041 | 2008-06-13 | Wind | 166.4 | Ohio | Hardin | Withdrawn | American Electric Power (AEP) | East Lima-Marysville 345kV | East Lima (SubstationID: 20097) - Marysville (SubstationID: 14199) | Hardin Wind | 16905 | Document Posted | Document Posted | Document Posted | Document Posted | Document Posted
PJM | U2-042 | 2008-06-13 | Wind | 201 | Ohio | Hardin | Withdrawn | American Electric Power (AEP) | East Lima-South Kenton 138kV | East Lima (SubstationID: 20097) - South Kenton (SubstationID: 34745) |  |  | Document Posted | Document Posted | Withdrawn
PJM | U2-044 | 2008-06-20 | Wind - Offshore | 20 | New Jersey | Cape May | Withdrawn | Atlantic City Electric | Lewis 138kV | Lewis (SubstationID: 19822) |  |  | Document Posted | Withdrawn
PJM | U2-045 | 2008-06-20 | Wind - Offshore | 20 | New Jersey | Cape May | Withdrawn | Atlantic City Electric | Huron 69kV | Huron (SubstationID: 20077) | Nautilus (FKA Fishermen's Energy (AKA Atlantic City Demonstration Project) | 24044 | Document Posted | Document Posted | Document Posted | Document Posted | Document Posted
PJM | U2-050 | 2008-06-24 | Wind | 100 | Virginia | Tazewell | Withdrawn | American Electric Power (AEP) | Lonesome Pine 138kV | Lonesome Pine (SubstationID: 23920) |  |  | Document Posted | Document Posted | Document Posted | Withdrawn | Withdrawn
PJM | U2-051 | 2008-06-24 | Wind | 60 | Virginia | Giles | Withdrawn | American Electric Power (AEP) | Glen Lyn-Wythe 138kV | Glen Lyn (SubstationID: 18271) - Wythe (SubstationID: 13362) |  |  | Document Posted | Document Posted | Document Posted | Withdrawn | Withdrawn
PJM | U2-052 | 2008-06-24 | Wind | 80 | Virginia | Bland | Withdrawn | American Electric Power (AEP) | S. Bluefield-Wythe 69kV | Wythe (SubstationID: 13362) |  |  | Document Posted | Withdrawn
PJM | U2-055 | 2008-06-27 | Wind | 89.1 | Pennsylvania | Centre | Withdrawn | Allegheny Power | Karthaus-Milesburg 230kV | Milesburg (SubstationID: 38347) |  |  | Document Posted | Document Posted | Document Posted | Withdrawn | Withdrawn
PJM | U2-058 | 2008-06-30 | Wind | 500 | Illinois | Christian | Withdrawn | ComEd (Commonwealth Edison) | Kincaid Wind | Kincaid (SubstationID: 23162) |  |  | Document Posted | Withdrawn
PJM | U2-059 | 2008-07-07 | Solar PV | 2 | New Jersey | Warren | In Service | Jersey Central Power & Light | Foul Rift 13kV | Foul Rift (SubstationID: 19683) | Foul Rift Road (Belvidere Solar) | 34330 | Document Posted | Document Posted | Not Required | Wholesale Market Participation Agreement | Not Required
PJM | U2-061 | 2008-07-07 | Wind | 50 | Maryland | Garrett | In Service | Allegheny Power | Garrett County | Roth Rock (SubstationID: 19965) | Roth Rock | 13879 | Document Posted | Document Posted | Not Required | Document Posted | Document Posted
PJM | U2-062 | 2008-07-09 | Wind | 187.5 | Ohio | Darke | Withdrawn | American Electric Power (AEP) | Randolph 138kV | Randolph (SubstationID: 47142) |  |  | Document Posted | Document Posted | Document Posted | Withdrawn | Withdrawn
PJM | U2-065 | 2008-07-14 | Wind | 250 | Illinois | Iroquois | Withdrawn | ComEd (Commonwealth Edison) | Kankakee 138kV | Kankakee (SubstationID: 25324) |  |  | Document Posted | Withdrawn
PJM | U2-066 | 2008-07-14 | Wind | 200 | Ohio | Hardin | Withdrawn | American Electric Power (AEP) | Marysville-SW Lima 345kV |  |  |  | Document Posted | Document Posted | Withdrawn
PJM | U2-068 | 2008-07-21 | Wind | 130 | Virginia | Rockingham | Withdrawn | Dominion | Mount Storm-Valley 500kV | Mount Storm (SubstationID: 43946) - Valley (SubstationID: 14131) |  |  | Document Posted | Document Posted | Document Posted | Document Posted | Document Posted
PJM | U2-069 | 2008-07-21 | Wind | 56 | Pennsylvania | Schuylkill | Withdrawn | PPL Electric Utilities | Frackville | Frackville (SubstationID: 19964) |  |  | Document Posted | Document Posted | Not Required | Document Posted | Document Posted
PJM | U2-070 | 2008-07-21 | Wind | 7.5 | Pennsylvania | Somerset | Withdrawn | Pennsylvania Electric Company (Penelec) | Somerset | Somerset (SubstationID: 19473) |  |  | Document Posted | Document Posted | Not Required | Withdrawn | Not Required
PJM | U2-071 | 2008-07-23 | Wind | 200 | Virginia | Tazewell | Withdrawn | American Electric Power (AEP) | Tazewell-Saltville 138kV | Saltville (SubstationID: 21756) - Tazewell (SubstationID: 20331) |  |  | Document Posted | Withdrawn
PJM | U2-072 | 2008-07-23 | Wind | 250 | Ohio | Hardin | Partially In Service - Under Construction | American Electric Power (AEP) | East Lima-Marysville 345kV | East Lima (SubstationID: 20097) - Marysville (SubstationID: 14199) - Scioto Ridge (AKA Gunn Road) (SubstationID: 20793) | Amazon Wind Farm US Central 2 (AKA Scioto Ridge Wind Farm) | 36445 | Document Posted | Document Posted | Document Posted | Document Posted | Document Posted
PJM | U2-073 | 2008-07-23 | Wind | 200 | Pennsylvania | Somerset | Partially In Service - Under Construction | Allegheny Power | Frostburg 138kV II | Frostburg No. 1 (SubstationID: 750) | Mason Dixon Wind Farm | 50241 | Document Posted | Document Posted | Not Required | Document Posted | Document Posted
PJM | U2-090 | 2008-07-31 | Wind | 200 | Indiana | Randolph | In Service | American Electric Power (AEP) | Desoto-Tanners Creek 345kV | Tanners Creek (SubstationID: 16837) | Headwaters Wind Farm | 35366 | Document Posted | Document Posted | Not Required | Document Posted | Document Posted
PJM | U2-091 | 2008-07-31 | Wind | 100 | Indiana | Randolph | Withdrawn | American Electric Power (AEP) | Delaware-Richmond 138kV | Delaware (SubstationID: 29848) - Richmond (SubstationID: 18716) |  |  | Document Posted | Document Posted | Withdrawn
PJM | U2-092 | 2008-07-31 | Wind | 100 | Indiana | Randolph | Withdrawn | American Electric Power (AEP) | Delaware-Centerville 138kV | Centerville (SubstationID: 27062) - Delaware (SubstationID: 29848) |  |  | Document Posted | Document Posted | Withdrawn
PJM | U2-094 | 2008-07-31 | Solar PV | 19 | New Jersey | Warren | Withdrawn | Jersey Central Power & Light | Foul Rift 34.5kV | Foul Rift (SubstationID: 19683) |  |  | Document Posted | Document Posted | Not Required | Withdrawn | Not Required
PJM | U3-002 | 2008-08-13 | Wind | 200 | Indiana | Madison | In Service | American Electric Power (AEP) | Deer Creek-Fisher Body-Mullin 138kV | Deer Creek (SubstationID: 21381) - Fisher Body (SubstationID: 30202) - Mullin (SubstationID: 31722) | Wildcat Wind Farm I | 25575 | Document Posted | Document Posted | Not Required | Document Posted | Document Posted
PJM | U3-010 | 2008-08-22 | Wind | 120 | Pennsylvania | Bradford | Withdrawn | Pennsylvania Electric Company (Penelec) | Towanda | Towanda (SubstationID: 55256) |  |  | Document Posted | Withdrawn
PJM | U3-012 | 2008-08-28 | Wind | 85 | Pennsylvania | Mckean | Withdrawn | Pennsylvania Electric Company (Penelec) | Bradford 115kV | Bradford (SubstationID: 38604) |  |  | Document Posted | Withdrawn
PJM | U3-013 | 2008-08-28 | Wind | 125 | Pennsylvania | Mckean | Withdrawn | Pennsylvania Electric Company (Penelec) | Clermont 115kV |  |  |  | Document Posted | Withdrawn
PJM | U3-018 | 2008-09-17 | Wind | 20 | Pennsylvania | Somerset | Withdrawn | Pennsylvania Electric Company (Penelec) | Knieriem |  |  |  | Document Posted | Withdrawn
PJM | U3-022 | 2008-09-30 | Solar PV | 14 | New Jersey | Cumberland | Withdrawn | Atlantic City Electric | Sherman-Cumberland 138kV | Cumberland (SubstationID: 11685) - Sherman Avenue (SubstationID: 16715) |  |  | Document Posted | Withdrawn
PJM | U3-025 | 2008-10-02 | Wind | 80 | West Virginia | Mineral | Withdrawn | Allegheny Power | Elk Garden-Parr Run 138kV | Elk Garden (SubstationID: 56573) - Parr Run (SubstationID: 39584) |  |  | Document Posted | Document Posted | Withdrawn
PJM | U4-003 | 2008-10-29 | Wind | 200 | Indiana | Jasper | Withdrawn | American Electric Power (AEP) | Olive-Dequine 345kV | Dequine (SubstationID: 19977) - Olive (SubstationID: 21327) |  |  | Document Posted | Document Posted | Withdrawn
PJM | U3-032 | 2008-10-30 | Solar PV | 20 | New Jersey | Morris | Withdrawn | Jersey Central Power & Light | Traynor 34.5kV | Green Village (SubstationID: 19692) - Traynor (SubstationID: 20037) | Britten Road Generation Project | 34347 | Document Posted | Document Posted | Not Required | Wholesale Market Participation Agreement | Not Required
PJM | U4-001 | 2008-11-03 | Wind | 200 | Ohio | Richland | Withdrawn | American Electric Power (AEP) | Howard 138kV | Howard (SubstationID: 19967) | Black Fork | 9168 | Document Posted | Document Posted | Document Posted | Document Posted | Document Posted
PJM | U4-002 | 2008-11-03 | Wind | 100 | West Virginia | Randolph | Withdrawn | Allegheny Power | Pickens-Monterville 138kV | Monterville (SubstationID: 31651) - Pickens (SubstationID: 32153) |  |  | Document Posted | Document Posted | Not Required
PJM | U4-010 | 2008-11-20 | Wind | 200 | Illinois | Ford | Withdrawn | ComEd (Commonwealth Edison) | Pontiac-Latham 345kV | Latham (SubstationID: 21305) - Pontiac-Midpoint (SubstationID: 953) |  |  | Document Posted | Document Posted | Withdrawn
PJM | U4-011 | 2008-11-20 | Wind | 200 | Illinois | Mclean | Withdrawn | ComEd (Commonwealth Edison) | Pontiac Midpoint I 345kV | Pontiac-Midpoint (SubstationID: 953) |  |  | Document Posted | Document Posted | Withdrawn
PJM | U4-012 | 2008-11-20 | Wind | 200 | Illinois | Mclean | Withdrawn | ComEd (Commonwealth Edison) | Pontiac Midpoint II 345kV | Pontiac-Midpoint (SubstationID: 953) |  |  | Document Posted | Document Posted | Withdrawn
PJM | U4-014 | 2008-11-24 | Solar PV | 10 | Pennsylvania | Carbon | In Service | PPL Electric Utilities | Siegfried-Hauto 69kV | Hauto (SubstationID: 19907) - Siegfried (SubstationID: 1417) | PA Solar Park I | 65063 | Document Posted | Document Posted | Document Posted | Document Posted | Document Posted
PJM | U4-017 | 2008-11-28 | Wind | 165 | West Virginia | Barbour | Withdrawn | Allegheny Power | Corder Crossing 138kV | Corder Crossing - Phillippi (SubstationID: 29684) |  |  | Document Posted | Withdrawn
PJM | U4-026 | 2008-12-19 | Wind | 100 | Virginia | Botetourt | Withdrawn | Dominion | Lowmoor-Lexington 230kV | Lexington (SubstationID: 13969) - Lowmoor (SubstationID: 37402) |  |  | Document Posted | Document Posted | Document Posted | Document Posted | Document Posted
PJM | U4-028 | 2008-12-26 | Wind | 100 | Ohio | Seneca | Suspended | American Electric Power (AEP) | Fostoria Central-Greenlawn-Howard 138kV | Melmore (SubstationID: 19631) | Seneca Wind | 47830 | Document Posted | Document Posted | Document Posted | Document Posted | Document Posted
PJM | U4-029 | 2008-12-26 | Wind | 200 | Ohio | Seneca | Suspended | American Electric Power (AEP) | Fostoria Central-Greenlawn-Howard 138kV | Melmore (SubstationID: 19631) | Seneca Wind | 47830 | Document Posted | Document Posted | Document Posted | Document Posted | Document Posted
PJM | U4-036 | 2009-01-28 | Solar PV | 5.1 | New Jersey | Gloucester | In Service | Public Service Electric and Gas Company (PSE&G) | Gloucester 26.4kV | Thorofare (SubstationID: 13757) | Paradise Road | 22263 | Document Posted | Document Posted | Not Required | Document Posted | Document Posted
PJM | U4-037 | 2009-01-29 | Wind | 200 | Illinois | Dewitt | Withdrawn | ComEd (Commonwealth Edison) | Brokaw-Lanesville 345kV | Brokaw (SubstationID: 20215) - Lanesville (SubstationID: 22858) |  |  | Document Posted | Document Posted | Withdrawn
PJM | U4-038 | 2009-01-30 | Wind | 100 | Indiana | Madison | Withdrawn | American Electric Power (AEP) | Mullin-Greentown Tap 138kV | Greentown (SubstationID: 1244) - Mullin (SubstationID: 31722) |  |  | Document Posted | Document Posted | Document Posted | Withdrawn
PJM | U4-039 | 2009-01-30 | Wind | 710 | Indiana | Madison | Withdrawn | American Electric Power (AEP) | Greentown 138kV | Greentown (SubstationID: 1244) | Madison - U4-039 | 51927 | Document Posted | Document Posted | Withdrawn | Withdrawn
PJM | V1-010 | 2009-02-25 | Wind | 260 | Ohio | Crawford | Withdrawn | American Electric Power (AEP) | Howard-Fostoria Central 138kV | Fostoria Central (SubstationID: 22029) - Howard (SubstationID: 19967) |  |  | Document Posted | Document Posted | Withdrawn
PJM | V1-011 | 2009-02-26 | Wind | 100 | Ohio | Paulding | In Service | American Electric Power (AEP) | Haviland 138kV | Haviland (SubstationID: 20320) | Trishe Wind Ohio (AKA Northwest Ohio) | 8383 | Document Posted | Document Posted | Document Posted | Document Posted | Document Posted
PJM | V1-012 | 2009-02-26 | Wind | 150 | Ohio | Paulding | Withdrawn | American Electric Power (AEP) | Haviland 138kV | Haviland (SubstationID: 20320) | Trishe Wind Ohio (AKA Northwest Ohio) | 8383 | Document Posted | Document Posted | Document Posted | Document Posted | Document Posted
PJM | V1-029 | 2009-04-23 | Wind | 56 | Pennsylvania | Schuylkill | Withdrawn | PPL Electric Utilities | Frackville-Fishbach 69kV | Fishbach - Schuylkill County (SubstationID: 34367) - Frackville (SubstationID: 19964) |  |  | Document Posted | Document Posted | Not Required | Withdrawn | Withdrawn
PJM | V1-030 | 2009-04-27 | Solar PV | 52 | New Jersey | Various | In Service | Public Service Electric and Gas Company (PSE&G) | PSE&G Area |  | Trenton Solar Farm (AKA Brunswick Ave MGP) | 14929 | Document Posted | Document Posted | Not Required | Wholesale Market Participation Agreement | Not Required
PJM | V1-030 | 2009-04-27 | Solar PV | 52 | New Jersey | Various | In Service | Public Service Electric and Gas Company (PSE&G) | PSE&G Area |  | Yardville | 14927 | Document Posted | Document Posted | Not Required | Wholesale Market Participation Agreement | Not Required
PJM | V1-030 | 2009-04-27 | Solar PV | 52 | New Jersey | Various | In Service | Public Service Electric and Gas Company (PSE&G) | PSE&G Area |  | Cox's Corner Switching Station - Solar | 67993 | Document Posted | Document Posted | Not Required | Wholesale Market Participation Agreement | Not Required
PJM | V1-030 | 2009-04-27 | Solar PV | 52 | New Jersey | Various | In Service | Public Service Electric and Gas Company (PSE&G) | PSE&G Area |  | Devil's Brook Substation - Solar | 67995 | Document Posted | Document Posted | Not Required | Wholesale Market Participation Agreement | Not Required
PJM | V1-030 | 2009-04-27 | Solar PV | 52 | New Jersey | Various | In Service | Public Service Electric and Gas Company (PSE&G) | PSE&G Area |  | Lawrence Substation - Solar | 67996 | Document Posted | Document Posted | Not Required | Wholesale Market Participation Agreement | Not Required
PJM | V1-030 | 2009-04-27 | Solar PV | 52 | New Jersey | Various | In Service | Public Service Electric and Gas Company (PSE&G) | PSE&G Area |  | Paterson Gas Works - Solar | 67997 | Document Posted | Document Posted | Not Required | Wholesale Market Participation Agreement | Not Required
PJM | V1-030 | 2009-04-27 | Solar PV | 52 | New Jersey | Various | In Service | Public Service Electric and Gas Company (PSE&G) | PSE&G Area |  | PSE&G - Jessup Road | 39940 | Document Posted | Document Posted | Not Required | Wholesale Market Participation Agreement | Not Required
PJM | V1-030 | 2009-04-27 | Solar PV | 52 | New Jersey | Various | In Service | Public Service Electric and Gas Company (PSE&G) | PSE&G Area |  | PSE&G - Linden | 14928 | Document Posted | Document Posted | Not Required | Wholesale Market Participation Agreement | Not Required
PJM | V1-030 | 2009-04-27 | Solar PV | 52 | New Jersey | Various | In Service | Public Service Electric and Gas Company (PSE&G) | PSE&G Area |  | PSE&G - Silver Lake | 14932 | Document Posted | Document Posted | Not Required | Wholesale Market Participation Agreement | Not Required
PJM | V1-032 | 2009-04-29 | Solar PV | 5 | Ohio | Highland | Withdrawn | American Electric Power (AEP) | Highland 69kV | Highland (SubstationID: 21065) |  |  | Document Posted | Withdrawn
PJM | V2-001 | 2009-05-06 | Wind | 91.8 | Ohio | Crawford | Withdrawn | American Electric Power (AEP) | Bucyrus Center 138kV | Bucyrus Center (SubstationID: 38714) |  |  | Document Posted | Document Posted | Withdrawn
PJM | V2-003 | 2009-05-07 | Solar PV | 4 | New Jersey | Atlantic | Withdrawn | Atlantic City Electric | Beasley 23kV |  |  |  | Document Posted | Document Posted | Document Posted | Withdrawn | Withdrawn
PJM | V2-004 | 2009-05-11 | Solar PV | 5 | Pennsylvania | Schuylkill | Withdrawn | PPL Electric Utilities | Harwood-E. Hazleton #1 | Hazleton (SubstationID: 18705) - PPL Martins Creek LLC Harwood (SubstationID: 17486) |  |  | Document Posted | Document Posted | Not Required | Withdrawn
PJM | V2-006 | 2009-05-28 | Wind | 150 | Ohio | Putnam | Withdrawn | American Electric Power (AEP) | East Leipsic 138kV | East Leipsic (SubstationID: 33771) | Leipsic Wind Project | 23066 | Document Posted | Document Posted | Document Posted | Document Posted | Document Posted
PJM | V2-009 | 2009-05-29 | Solar PV | 16.1 | New Jersey | Middlesex | Under Construction | Public Service Electric and Gas Company (PSE&G) | Plainsboro & Devils Brook 13kV | Devils Brook (SubstationID: 40318) - Plainsboro (SubstationID: 40007) | Cranbury Solar | 48408 | Document Posted | Document Posted | Not Required | Wholesale Market Participation Agreement | Not Required
PJM | V2-010 | 2009-06-05 | Solar PV | 10 | New Jersey | Warren | Withdrawn | Jersey Central Power & Light | Stewartsville 34.5kV | Stewartsville (SubstationID: 19537) |  |  | Document Posted | Document Posted | Not Required | Wholesale Market Participation Agreement | Not Required
PJM | V2-011 | 2009-06-08 | Solar PV | 5.6 | Pennsylvania | Northumberland | Withdrawn | PPL Electric Utilities | Sunbury-Milton 69kV | Milton (SubstationID: 38375) - Sunbury (SubstationID: 14169) |  |  | Withdrawn
PJM | V2-013 | 2009-06-11 | Solar PV | 0.5 | New Jersey | Monmouth | Withdrawn | Jersey Central Power & Light | Farmingdale 12.47kV | Farmingdale (SubstationID: 13548) |  |  | Document Posted | Document Posted | Not Required | Wholesale Market Participation Agreement | Not Required
PJM | V2-014 | 2009-06-15 | Solar PV | 5.1 | New Jersey | Ocean | Withdrawn | Atlantic City Electric | Waretown 12.47kV |  |  |  | Document Posted | Document Posted | Withdrawn
PJM | V2-015 | 2009-06-15 | Solar PV | 3.3 | New Jersey | Burlington | Withdrawn | Public Service Electric and Gas Company (PSE&G) | Lumberton 13.2kV | Lumberton (SubstationID: 19865) |  |  | Document Posted | Withdrawn
PJM | V2-018 | 2009-06-17 | Solar PV | 20 | New Jersey | Cape May | Withdrawn | Atlantic City Electric | Tuckahoe | Tuckahoe (SubstationID: 21252) |  |  | Document Posted | Document Posted | Withdrawn
PJM | V2-019 | 2009-06-18 | Wind | 100.5 | Pennsylvania | Bradford | In Service | Pennsylvania Electric Company (Penelec) | Mansfield-S. Troy 115kV | Armenia Mountain (SubstationID: 19971) | Armenia Mountain | 5596 | Document Posted | Document Posted | Not Required | Document Posted | Not Required
PJM | V2-020 | 2009-06-26 | Wind | 150 | Ohio | Crawford | Withdrawn | American Electric Power (AEP) | Howard-West End Fostoria 138kV | Howard (SubstationID: 19967) - West End Fostoria (SubstationID: 36978) |  |  | Document Posted | Withdrawn
PJM | V2-022 | 2009-06-30 | Wind | 201 | Ohio | Morrow | Withdrawn | American Electric Power (AEP) | Galion-Leesburg 138kV | Galion (SubstationID: 14018) - Leesburg (SubstationID: 14004) |  |  | Withdrawn
PJM | V2-023 | 2009-06-30 | Wind | 250.5 | Ohio | Morrow | Withdrawn | American Electric Power (AEP) | Galion-Muskingham River 345kV |  |  |  | Document Posted | Withdrawn
PJM | V2-025 | 2009-06-30 | Solar PV | 5 | New Jersey | Hudson | In Service | Public Service Electric and Gas Company (PSE&G) | Turnpike 13.8kV | 1E Landfill (SubstationID: 19768) | 1E Landfill | 16394 | Document Posted | Document Posted | Not Required | Wholesale Market Participation Agreement | Not Required
PJM | V2-026 | 2009-06-30 | Wind | 164 | West Virginia | Barbour | Withdrawn | Allegheny Power | Denver 138kV | Denver (SubstationID: 29862) |  |  | Document Posted | Withdrawn
PJM | V2-028 | 2009-07-08 | Solar PV | 6 | Maryland | Dorchester | Withdrawn | Delmarva Power & Light Company | Vienna | Vienna (SubstationID: 1426) | Vienna Solar | 34498 | Document Posted | Document Posted | Not Required | Document Posted | Document Posted
PJM | V2-035 | 2009-07-20 | Solar PV | 2 | New Jersey | Salem | In Service | Atlantic City Electric | Pittsgrove | Upper Pittsgrove (SubstationID: 20991) | Husted Station | 34356 | Document Posted | Document Posted | Document Posted | Document Posted | Document Posted
PJM | V2-042A_AT2 | 2009-07-27 | Wind | 200 | Ohio | Morrow | Withdrawn | American Transmission Systems, Inc. (ATSI) | Galion 138kV | Galion (SubstationID: 14018) |  |  | Document Posted | Document Posted | Withdrawn
PJM | V2-041 | 2009-07-29 | Solar PV | 4 | New Jersey | Cumberland | In Service | Atlantic City Electric | Clayville 12kV | Clayville (SubstationID: 42676) | Vineland (4.7 MW) | 26064 | Document Posted | Document Posted | Not Required | Wholesale Market Participation Agreement | Not Required
PJM | V2-043 | 2009-07-31 | Solar PV | 12 | New Jersey | Cumberland | Withdrawn | Atlantic City Electric | Upper Deerfield Township I |  |  |  | Document Posted | Withdrawn
PJM | V2-044 | 2009-07-31 | Solar PV | 12 | New Jersey | Cumberland | Withdrawn | Atlantic City Electric | Upper Deerfield Township II |  |  |  | Document Posted | Withdrawn
PJM | V2-045 | 2009-07-31 | Solar PV | 20 | Virginia | Northampton | Withdrawn | Old Dominion Electric Cooperative | Bayview | Bayview (SubstationID: 37705) |  |  | Document Posted | Document Posted | Not Required
PJM | V2-046 | 2009-07-31 | Solar PV | 19.9 | New Jersey | Salem | In Service | Atlantic City Electric | Pilesgrove Township 12kV | Woodstown - Pilesgrove (SubstationID: 24518) | Pilesgrove Solar | 22678 | Document Posted | Document Posted | Not Required | Wholesale Market Participation Agreement | Not Required
PJM | V2-047 | 2009-07-31 | Solar PV | 1.4 | New Jersey | Cumberland | Withdrawn | Atlantic City Electric | Maurice River Township |  |  |  | Document Posted | Document Posted | Document Posted | Withdrawn | Withdrawn
PJM | V3-002 | 2009-08-04 | Solar PV | 1.2 | Maryland | Howard | Withdrawn | Baltimore Gas & Electric | Ellicott City | Ellicott City - Howard County (SubstationID: 50627) |  |  | Document Posted | Withdrawn
PJM | V3-003 | 2009-08-05 | Wind | 500 | Indiana | Clinton | Withdrawn | American Electric Power (AEP) | Greentown-Jefferson 765kV | Greentown (SubstationID: 1244) - Jefferson (SubstationID: 10983) |  |  | Document Posted | Withdrawn
PJM | V3-005 | 2009-08-10 | Solar PV | 10 | New Jersey | Morris | Withdrawn | Jersey Central Power & Light | Morris 34.5kV | Morris (SubstationID: 20039) |  |  | Document Posted | Document Posted | Not Required | Wholesale Market Participation Agreement | Not Required
PJM | V3-006 | 2009-08-10 | Solar PV | 1 | Pennsylvania | Dauphin | Withdrawn | PPL Electric Utilities | Linglestown | Linglestown - Dauphin County (SubstationID: 37309) |  |  | Document Posted | Document Posted | Not Required | Wholesale Market Participation Agreement | Not Required
PJM | V3-007 | 2009-08-10 | Wind | 200 | Indiana | Randolph | Partially In Service - Under Construction | American Electric Power (AEP) | Desoto-Tanners Creek #1 345kV | Losantville (SubstationID: 41340) | Headwaters Wind Farm II | 47867 | Document Posted | Document Posted | Document Posted | Document Posted | Document Posted
PJM | V3-008 | 2009-08-10 | Wind | 200 | Indiana | Randolph | Withdrawn | American Electric Power (AEP) | Desoto-Tanners Creek #1 345kV | Desoto (SubstationID: 29872) - Tanners Creek (SubstationID: 16837) | Randolph - V3-008 | 51928 | Document Posted | Document Posted | Document Posted | Withdrawn
PJM | V3-009 | 2009-08-10 | Wind | 200 | Indiana | Randolph | Withdrawn | American Electric Power (AEP) | Desoto-Tanners Creek #2 345kV | Desoto (SubstationID: 29872) - Tanners Creek (SubstationID: 16837) | Randolph - V3-009 | 51929 | Document Posted | Document Posted | Document Posted | Withdrawn
PJM | V3-010 | 2009-08-10 | Wind | 100 | Indiana | Randolph | Withdrawn | American Electric Power (AEP) | Delaware-Modoc 138kV | Delaware (SubstationID: 29848) - Modoc (SubstationID: 31631) |  |  | Document Posted | Document Posted | Withdrawn
PJM | V3-013 | 2009-08-18 | Solar PV | 20 | Ohio | Clinton | Withdrawn | Dayton Power & Light (DPL) | Wilmington 69kV | Wilmington (SubstationID: 37147) |  |  | Document Posted | Document Posted | Not Required | Withdrawn
PJM | V3-014 | 2009-08-20 | Wind | 160.2 | Illinois | Lee | Withdrawn | ComEd (Commonwealth Edison) | Lee County | Lee Co. (SubstationID: 14022) |  |  | Document Posted | Withdrawn
PJM | V3-015 | 2009-08-24 | Wind | 300 | Indiana | Wells | Withdrawn | American Electric Power (AEP) | Keystone 345kV | Keystone (SubstationID: 20040) | Hancock - Seneca Wind Energy Center | 27415 | Document Posted | Document Posted | Not Required | Document Posted | Document Posted
PJM | V3-015 | 2009-08-24 | Wind | 300 | Indiana | Wells | Withdrawn | American Electric Power (AEP) | Keystone 345kV | Keystone (SubstationID: 20040) | Wells County Wind | 32909 | Document Posted | Document Posted | Not Required | Document Posted | Document Posted
PJM | V3-016 | 2009-08-24 | Wind | 300 | Ohio | Darke | Withdrawn | Dayton Power & Light (DPL) | Greenville-West Milton 138kV | Greenville (SubstationID: 17774) - West Milton (SubstationID: 21040) |  |  | Document Posted | Document Posted | Not Required | Withdrawn
PJM | V3-018 | 2009-08-24 | Wind | 75 | Pennsylvania | Bradford | Withdrawn | Pennsylvania Electric Company (Penelec) | Towanda 115kV | Towanda (SubstationID: 55256) |  |  | Document Posted | Document Posted | Withdrawn
PJM | V3-024 | 2009-08-31 | Solar PV | 5 | New Jersey | Middlesex | In Service | Public Service Electric and Gas Company (PSE&G) | Devils Brook 13.2kV | Devils Brook (SubstationID: 40318) | RE Cranbury Solar I | 32311 | Document Posted | Document Posted | Not Required | Wholesale Market Participation Agreement | Not Required
PJM | V3-025 | 2009-08-31 | Solar PV | 10 | New Jersey | Middlesex | Withdrawn | Jersey Central Power & Light | Cranbury 13.8kV | Cranbury (SubstationID: 55652) |  |  | Document Posted | Document Posted | Not Required | Withdrawn | Not Required
PJM | V3-027 | 2009-08-31 | Wind | 200 | West Virginia | Webster | Withdrawn | Allegheny Power | Pickens 138kV | Pickens (SubstationID: 32153) |  |  | Document Posted | Withdrawn
PJM | V3-028 | 2009-08-31 | Solar PV | 20 | Ohio | Hardin | Partially In Service - Under Construction | American Electric Power (AEP) | East Lima-Marysville 345kV | East Lima (SubstationID: 20097) - Marysville (SubstationID: 14199) | Hardin Solar Energy Center I | 47871 | Document Posted | Document Posted | Not Required | Document Posted | Document Posted
PJM | V3-029 | 2009-08-31 | Wind | 150 | Ohio | Crawford | Withdrawn | American Electric Power (AEP) | Chatfield 138kV | Chatfield (SubstationID: 39267) |  |  | Document Posted | Withdrawn
PJM | V3-030 | 2009-08-31 | Wind | 30.6 | Pennsylvania | Cambria | In Service | Pennsylvania Electric Company (Penelec) | St. Benedict-Patton 46kV | Patton (SubstationID: 56069) - St. Benedict (SubstationID: 55300) | Patton | 25640 | Document Posted | Document Posted | Not Required | Document Posted | Document Posted
PJM | V3-031 | 2009-08-31 | Solar PV | 20 | Pennsylvania | Adams | Withdrawn | Metropolitan Edison Company | Germantown | Germantown (SubstationID: 34852) |  |  | Document Posted | Withdrawn
PJM | V3-032 | 2009-09-01 | Wind | 200 | Illinois | Vermilion | Withdrawn | American Electric Power (AEP) | Darwin-Eugene 345kV |  |  |  | Document Posted | Withdrawn
PJM | V3-042 | 2009-09-02 | Wind | 84 | Pennsylvania | Wayne | Withdrawn | Pennsylvania Electric Company (Penelec) | Thompson 115kV | Thompson (SubstationID: 55303) | Mount Pleasant | 39778 | Document Posted | Document Posted | Document Posted | Withdrawn | Withdrawn
PJM | V3-038 | 2009-09-16 | Solar PV | 0.6 | New Jersey | Hudson | Withdrawn | Public Service Electric and Gas Company (PSE&G) | Turnpike 13kV | Turnpike (SubstationID: 13957) |  |  | Document Posted | Document Posted | Not Required | Wholesale Market Participation Agreement | Not Required
PJM | V3-039 | 2009-09-16 | Solar PV | 1.2 | New Jersey | Hudson | Withdrawn | Public Service Electric and Gas Company (PSE&G) | Harrison 4kV | Harrison (SubstationID: 46955) |  |  | Document Posted | Document Posted | Not Required | Wholesale Market Participation Agreement | Not Required
PJM | V3-040 | 2009-09-17 | Solar PV | 10 | Pennsylvania | Carbon | Withdrawn | PPL Electric Utilities | Siegfried-Hauto 69kV | Hauto (SubstationID: 19907) - Siegfried (SubstationID: 1417) | PA Solar Park I | 65063 | Document Posted | Document Posted | Not Required | Document Posted | Document Posted
PJM | V3-051 | 2009-10-16 | Wind | 3.2 | Pennsylvania | Lancaster | In Service | PPL Electric Utilities | Letort | Letort (SubstationID: 19969) | Turkey Hill (AKA Frey Farm) | 12210 | Document Posted | Document Posted | Not Required | Document Posted | Document Posted
PJM | V3-053 | 2009-10-22 | Wind | 150 | Indiana | Delaware | Withdrawn | American Electric Power (AEP) | Desoto 138kV | Desoto (SubstationID: 29872) |  |  | Document Posted | Document Posted | Document Posted | Withdrawn | Withdrawn
PJM | V3-058 | 2009-10-30 | Solar PV | 2 | New Jersey | Middlesex | In Service | Public Service Electric and Gas Company (PSE&G) | Brunswick 26.4kV | Brunswick Switching Station (SubstationID: 21248) | Edgeboro Landfill | 28869 | Document Posted | Document Posted | Not Required | Document Posted | Document Posted
PJM | V3-059 | 2009-10-30 | Solar PV | 2 | New Jersey | Middlesex | In Service | Public Service Electric and Gas Company (PSE&G) | Brunswick 26.4kV | Brunswick Switching Station (SubstationID: 21248) | Edgeboro Landfill | 28869 | Document Posted | Document Posted | Not Required | Document Posted | Document Posted
PJM | V3-060 | 2009-10-30 | Wind | 20 | Illinois | Lake | Withdrawn | ComEd (Commonwealth Edison) | Antioch | Antioch (SubstationID: 25260) |  |  | Document Posted | Document Posted
PJM | V3-061 | 2009-10-30 | Solar PV | 20 | Virginia | Northampton | Withdrawn | Old Dominion Electric Cooperative | Bayview | Bayview (SubstationID: 37705) |  |  | Document Posted | Document Posted | Not Required
PJM | V3-062 | 2009-10-30 | Solar PV | 20 | Pennsylvania | Franklin | Withdrawn | Allegheny Power | McConnellsburg-Guilford 138kV | Guilford (SubstationID: 19587) - McConnellsburg (SubstationID: 37938) |  |  | Document Posted | Document Posted | Not Required
PJM | V3-065 | 2009-10-30 | Solar PV | 0.5 | New Jersey | Essex | In Service | Public Service Electric and Gas Company (PSE&G) | Clay St. 4kV (Barringer) | Essex (SubstationID: 11698) | Newark Public Schools - Barringer High School | 22698 | Document Posted | Document Posted | Not Required | Wholesale Market Participation Agreement | Not Required
PJM | V3-067 | 2009-10-30 | Solar PV | 0.8 | New Jersey | Essex | In Service | Public Service Electric and Gas Company (PSE&G) | Norfolk St. 4kV (Central) | Norfolk Street (SubstationID: 46949) | Newark Public Schools - Camden Street Elementary | 21057 | Document Posted | Document Posted | Not Required | Wholesale Market Participation Agreement | Not Required
PJM | V3-069 | 2009-10-30 | Solar PV | 2.3 | New Jersey | Middlesex | In Service | Public Service Electric and Gas Company (PSE&G) | Woodbridge 13kV (Matrix Bldg) | Woodbridge (SubstationID: 19553) | PSE&G - Perth Amboy | 25469 | Document Posted | Document Posted | Not Required | Wholesale Market Participation Agreement | Not Required
PJM | V3-070 | 2009-10-30 | Solar PV | 8 | New Jersey | Hunterdon | In Service | Jersey Central Power & Light | J. Rinco 34.5kV | East Flemington (SubstationID: 19880) | Flemington (Kuhl Road) | 25297 | Document Posted | Document Posted | Not Required | Wholesale Market Participation Agreement | Not Required
PJM | V3-071 | 2009-10-30 | Solar PV | 2 | New Jersey | Hunterdon | Withdrawn | Jersey Central Power & Light | Frenchtown 12.47kV | Frenchtown (SubstationID: 19580) |  |  | Document Posted | Document Posted | Not Required | Withdrawn | Not Required
PJM | V4-001 | 2009-11-02 | Solar PV | 2 | New Jersey | Hunterdon | In Service | Jersey Central Power & Light | Lebanon 34.5kV | Lebanon (SubstationID: 42677) | Lebanon | 25295 | Document Posted | Document Posted | Not Required | Wholesale Market Participation Agreement | Not Required
PJM | V4-004 | 2009-11-11 | Solar PV | 10 | New Jersey | Morris | Withdrawn | Jersey Central Power & Light | Roxbury 12.5kV | Roxbury (SubstationID: 19540) |  |  | Document Posted
PJM | V4-005 | 2009-11-11 | Solar PV | 2.9 | New Jersey | Burlington | In Service | Public Service Electric and Gas Company (PSE&G) | Southampton 13.8kV | Lumberton (SubstationID: 19865) | Eastampton | 35025 | Document Posted | Document Posted | Not Required | Wholesale Market Participation Agreement | Not Required
PJM | V4-009 | 2009-11-12 | Solar PV | 10 | New Jersey | Cumberland | Withdrawn | Atlantic City Electric | Upper Deerfield |  |  |  | Document Posted | Document Posted | Document Posted | Wholesale Market Participation Agreement | Not Required
PJM | V4-010 | 2009-11-12 | Wind | 200 | Ohio | Seneca | Engineering And Procurement | American Electric Power (AEP) | Tiffin Center 138kV | Republic Wind (SubstationID: 55579) - Republic Wind 2 (SubstationID: 55580) | Republic Wind | 27516 | Document Posted | Document Posted | Document Posted | Document Posted | Document Posted
PJM | V4-013 | 2009-11-18 | Solar PV | 5.2 | New Jersey | Gloucester | Withdrawn | Public Service Electric and Gas Company (PSE&G) | Gloucester 26kV | Gloucester (SubstationID: 13759) |  |  | Document Posted | Withdrawn
PJM | V4-015 | 2009-11-23 | Wind | 66.6 | Ohio | Hancock | Withdrawn | American Electric Power (AEP) | Fostoria Central 138kV | Fostoria Central (SubstationID: 22029) | Hancock - V4-015 | 51930 | Document Posted | Document Posted | Document Posted | Withdrawn | Withdrawn
PJM | V4-016 | 2009-11-25 | Wind | 200 | Michigan | Cass | Withdrawn | American Electric Power (AEP) | Valley 138kV | Valley (SubstationID: 33296) | Cass - V4-016 | 51931 | Document Posted | Document Posted | Withdrawn
PJM | V4-017 | 2009-11-25 | Solar PV | 3.5 | New Jersey | Sussex | Withdrawn | Jersey Central Power & Light | Woodruffs Gap 345kV |  |  |  | Document Posted | Document Posted | Not Required | Withdrawn | Withdrawn
PJM | V4-021 | 2009-11-30 | Wind | 300 | Indiana | Wells | Withdrawn | Dayton Power & Light (DPL) | Keystone 345kV | Keystone (SubstationID: 20040) |  |  | Document Posted | Document Posted | Not Required | Withdrawn
PJM | V4-022 | 2009-11-30 | Solar PV | 5 | Virginia | Accomack | Withdrawn | Old Dominion Electric Cooperative | Tasley | Tasley (SubstationID: 16717) | Tasley Solar | 40321 | Document Posted | Document Posted | Not Required | Wholesale Market Participation Agreement | Not Required
PJM | V4-023 | 2009-11-30 | Solar PV | 18 | New Jersey | Salem | Withdrawn | Atlantic City Electric | Upper Pittsgrove 1 | Upper Pittsgrove (SubstationID: 20991) | Upper Pittsgrove Project | 51932 | Document Posted | Document Posted | Document Posted | Wholesale Market Participation Agreement | Not Required
PJM | V4-024 | 2009-11-30 | Solar PV | 18 | New Jersey | Salem | Withdrawn | Atlantic City Electric | Upper Pittsgrove 2 | Upper Pittsgrove (SubstationID: 20991) | Quinton Project | 51933 | Document Posted | Document Posted | Document Posted | Wholesale Market Participation Agreement | Not Required
PJM | V4-025 | 2009-11-30 | Solar PV | 20 | New Jersey | Salem | Withdrawn | Atlantic City Electric | Upper Pittsgrove 3 | Upper Pittsgrove (SubstationID: 20991) | Upper Pittsgrove 3 (FKA Beckett Solar Energy) | 25462 | Document Posted | Document Posted | Document Posted | Wholesale Market Participation Agreement | Not Required
PJM | V4-027 | 2009-12-07 | Solar PV | 5 | Pennsylvania | Lancaster | In Service | PPL Electric Utilities | Quarryville | Keystone Solar (SubstationID: 19775) | Keystone | 14959 | Document Posted | Document Posted | Not Required | Document Posted | Not Required
PJM | V4-028 | 2009-12-07 | Solar PV | 4 | New Jersey | Passaic | Withdrawn | Public Service Electric and Gas Company (PSE&G) | Kuller Road 13.2kV | Kuller Road (SubstationID: 19563) |  |  | Document Posted | Document Posted | Not Required | Withdrawn | Not Required
PJM | V4-029 | 2009-12-07 | Solar PV | 20 | New Jersey | Salem | Withdrawn | Atlantic City Electric | Mannington Township |  |  |  | Document Posted | Document Posted | Document Posted | Withdrawn | Withdrawn
PJM | V4-033 | 2009-12-11 | Wind | 299.2 | Indiana | Randolph | Withdrawn | American Electric Power (AEP) | Desoto-Tanners Creek 345kV | Bluff Point (SubstationID: 29192) | Bluff Point Wind Energy Center | 33994 | Document Posted | Document Posted | Document Posted | Withdrawn | Withdrawn
PJM | V4-035 | 2009-12-14 | Solar PV | 1.5 | Ohio | Montgomery | Withdrawn | Dayton Power & Light (DPL) | Yankee 12.5kV | Yankee Street (SubstationID: 16735) |  |  | Withdrawn
PJM | V4-036 | 2009-12-14 | Solar PV | 20 | New Jersey | Cumberland | Withdrawn | Atlantic City Electric | Newport-South Millville 69kV | Newport (SubstationID: 19534) - South Millville - Millville City (SubstationID: 24544) |  |  | Document Posted | Document Posted | Document Posted | Withdrawn | Withdrawn
PJM | V4-037 | 2009-12-14 | Solar PV | 10 | New Jersey | Salem | Withdrawn | Atlantic City Electric | Pilesgrove 12kV | Woodstown - Pilesgrove (SubstationID: 24518) |  |  | Document Posted | Document Posted | Withdrawn
PJM | V4-039 | 2009-12-18 | Solar PV | 9 | Maryland | Queen Anne's | Withdrawn | Delmarva Power & Light Company | Church | Church (SubstationID: 14056) |  |  | Document Posted | Document Posted | Withdrawn
PJM | V4-040 | 2009-12-22 | Solar PV | 20 | New Jersey | Salem | Withdrawn | Atlantic City Electric | Orchard 230kV | Orchard (SubstationID: 13189) |  |  | Document Posted | Withdrawn
PJM | V4-041 | 2009-12-24 | Solar PV | 20 | New Jersey | Salem | Withdrawn | Atlantic City Electric | Upper Pittsgrove 4 | Upper Pittsgrove (SubstationID: 20991) | Upper Pittsgrove Township - Site 4 | 51934 | Document Posted | Document Posted | Document Posted | Wholesale Market Participation Agreement | Not Required
PJM | V4-042 | 2009-12-24 | Solar PV | 20 | New Jersey | Salem | Withdrawn | Atlantic City Electric | Upper Pittsgrove 5 | Upper Pittsgrove (SubstationID: 20991) | Upper Pittsgrove Township - Site 5 | 51935 | Document Posted | Document Posted | Document Posted | Wholesale Market Participation Agreement | Not Required
PJM | V4-043 | 2009-12-24 | Solar PV | 8 | New Jersey | Salem | Withdrawn | Atlantic City Electric | Shirley 12kV |  |  |  | Document Posted | Document Posted | Withdrawn
PJM | V4-044 | 2009-12-24 | Solar PV | 3 | New Jersey | Salem | Withdrawn | Atlantic City Electric | Mannington Township 2 |  |  |  | Document Posted | Withdrawn
PJM | V4-053 | 2009-12-30 | Solar PV | 20 | Virginia | Clarke | Withdrawn | Allegheny Power | Double Toll Gate 138kV | Double Tollgate (SubstationID: 692) |  |  | Document Posted | Document Posted | Withdrawn
PJM | V4-054 | 2009-12-31 | Solar PV | 10 | New Jersey | Cumberland | In Service | Atlantic City Electric | Fairfield Township 12kV | Fairton - Fairfield (SubstationID: 24528) | NJ Oak Solar | 22293 | Document Posted | Document Posted | Document Posted | Document Posted | Document Posted
PJM | V4-055 | 2010-01-06 | Solar PV | 11 | Ohio | Meigs | Withdrawn | American Electric Power (AEP) | Meigs-Ravenswood 69kV | Meigs (SubstationID: 37989) - Ravenswood (SubstationID: 24070) |  |  | Document Posted | Document Posted | Withdrawn
PJM | V4-062 | 2010-01-22 | Solar PV | 3 | New Jersey | Salem | Withdrawn | Atlantic City Electric | Upper Pittsgrove 6 | Upper Pittsgrove (SubstationID: 20991) |  |  | Document Posted | Document Posted | Withdrawn
PJM | V4-063 | 2010-01-22 | Solar PV | 20 | New Jersey | Salem | Withdrawn | Atlantic City Electric | Upper Pittsgrove 7 | Upper Pittsgrove (SubstationID: 20991) |  |  | Document Posted | Document Posted | Withdrawn
PJM | V4-064 | 2010-01-26 | Solar PV | 20 | Virginia | Accomack | Withdrawn | Old Dominion Electric Cooperative | Tasley-Kellam 69kV | Kellam (SubstationID: 21155) - Tasley (SubstationID: 16717) |  |  | Document Posted | Document Posted | Not Required | Withdrawn | Withdrawn
PJM | V4-065 | 2010-01-27 | Solar PV | 10 | New Jersey | Middlesex | Withdrawn | Public Service Electric and Gas Company (PSE&G) | Meadow Road 13kV | Meadow Road (SubstationID: 21258) |  |  | Document Posted | Document Posted | Not Required | Wholesale Market Participation Agreement | Not Required
PJM | V4-066 | 2010-01-28 | Solar PV | 3.6 | New Jersey | Atlantic | Withdrawn | Atlantic City Electric | Egg Harbor Township 12kV | Egg Harbor (SubstationID: 24527) |  |  | Withdrawn
PJM | V4-067 | 2010-01-28 | Solar PV | 2.6 | New Jersey | Atlantic | In Service | Atlantic City Electric | Cates Road Egg Harbor Township 12kV | Egg Harbor (SubstationID: 24527) | McKee City II | 21870 | Document Posted | Document Posted | Document Posted | Wholesale Market Participation Agreement | Not Required
PJM | V4-068 | 2010-01-29 | Solar PV | 5 | North Carolina | Hertford | In Service | Dominion | Murphy's 34.5kV | Murphy (Murfreesboro) (SubstationID: 19550) | Murfreesboro | 38421 | Document Posted | Document Posted | Not Required | Document Posted | Document Posted
PJM | V4-069 | 2010-01-29 | Solar PV | 3 | New Jersey | Hunterdon | In Service | Jersey Central Power & Light | Frenchtown 34.5kV | Frenchtown (SubstationID: 19580) - Rosemont (SubstationID: 19581) | Frenchtown I | 25293 | Document Posted | Document Posted | Not Required | Wholesale Market Participation Agreement | Not Required
PJM | V4-069 | 2010-01-29 | Solar PV | 3 | New Jersey | Hunterdon | In Service | Jersey Central Power & Light | Frenchtown 34.5kV | Frenchtown (SubstationID: 19580) - Rosemont (SubstationID: 19581) | Frenchtown II | 25292 | Document Posted | Document Posted | Not Required | Wholesale Market Participation Agreement | Not Required
PJM | V4-070 | 2010-01-29 | Solar PV | 3 | New Jersey | Hunterdon | In Service | Jersey Central Power & Light | Frenchtown 12.5kV | Frenchtown (SubstationID: 19580) | DeSapio #1 Solar Farm | 45706 | Document Posted | Document Posted | Not Required | Wholesale Market Participation Agreement | Not Required
PJM | V4-073 | 2010-01-29 | Solar PV | 2.5 | Ohio | Montgomery | In Service | Dayton Power & Light (DPL) | Yankee 12.5kV | Yankee Street (SubstationID: 16735) | Yankee Station | 14758 | Document Posted | Document Posted | Not Required | Wholesale Market Participation Agreement | Not Required
PJM | V4-074 | 2010-01-29 | Wind | 1000 | Illinois | Hancock | Withdrawn | ComEd (Commonwealth Edison) | Quad Cities Wind | Quad (SubstationID: 50334) |  |  | Document Posted | Withdrawn
PJM | V4-075 | 2010-01-29 | Solar PV | 2 | Pennsylvania | Lancaster | Withdrawn | PPL Electric Utilities | Warwick 12kV | Warwick - Lancaster County (SubstationID: 36326) | Lancaster - V4-075 | 51936 | Document Posted | Document Posted | Not Required | Wholesale Market Participation Agreement | Not Required
PJM | V4-076 | 2010-01-29 | Solar PV | 5.3 | Pennsylvania | Cumberland | Withdrawn | Pennsylvania Electric Company (Penelec) | Carlisle Pike 23kV | Carlisle Pike (SubstationID: 55929) | Cumberland - V4-076 | 51937 | Document Posted | Document Posted | Not Required | Wholesale Market Participation Agreement | Not Required
PJM | V4-077 | 2010-01-29 | Solar PV | 13 | Pennsylvania | Mifflin | Withdrawn | Pennsylvania Electric Company (Penelec) | Montgomery Avenue 12.47kV | Montgomery Ave (SubstationID: 55288) | Mifflin - V4-077 | 51938 | Document Posted | Document Posted | Not Required | Wholesale Market Participation Agreement | Not Required
PJM | V4-078 | 2010-01-29 | Solar PV | 10 | New Jersey | Salem | Withdrawn | Atlantic City Electric | Hawks Bridge Road | Hawks (SubstationID: 42686) |  |  | Withdrawn
PJM | W1-009 | 2010-02-04 | Solar PV | 20 | Virginia | Accomack | Withdrawn | Old Dominion Electric Cooperative | Tasley-Kellam 69kV | Kellam (SubstationID: 21155) - Tasley (SubstationID: 16717) |  |  | Document Posted | Withdrawn
PJM | W1-003 | 2010-02-04 | Solar PV | 20 | Virginia | Unknown | In Service | Delmarva Power & Light Company | Oak Hall | Oak Hall (SubstationID: 25940) | Amazon Solar Farm US East (Oak Hall) | 40914 | Document Posted | Document Posted | Document Posted | Document Posted | Document Posted
PJM | W1-004 | 2010-02-04 | Solar PV | 20 | Virginia | Unknown | In Service | Delmarva Power & Light Company | Oak Hall | Oak Hall (SubstationID: 25940) | Amazon Solar Farm US East (Oak Hall) | 40914 | Document Posted | Document Posted | Document Posted | Document Posted | Document Posted
PJM | W1-005 | 2010-02-04 | Solar PV | 20 | Virginia | Unknown | In Service | Delmarva Power & Light Company | Oak Hall | Oak Hall (SubstationID: 25940) | Amazon Solar Farm US East (Oak Hall) | 40914 | Document Posted | Document Posted | Document Posted | Document Posted | Document Posted
PJM | W1-006 | 2010-02-04 | Solar PV | 20 | Virginia | Unknown | In Service | Delmarva Power & Light Company | Oak Hall | Oak Hall (SubstationID: 25940) | Amazon Solar Farm US East (Oak Hall) | 40914 | Document Posted | Document Posted | Document Posted | Document Posted | Document Posted
PJM | W1-007 | 2010-02-04 | Solar PV | 20 | Virginia | Accomack | Withdrawn | Delmarva Power & Light Company | Oak Hall | Oak Hall (SubstationID: 25940) |  |  | Document Posted | Withdrawn
PJM | W1-008 | 2010-02-04 | Solar PV | 20 | Virginia | Accomack | Withdrawn | Old Dominion Electric Cooperative | Tasley-Kellam 69kV | Kellam (SubstationID: 21155) - Tasley (SubstationID: 16717) | Accomack - W1-008 | 51939 | Document Posted | Document Posted | Not Required | Withdrawn | Withdrawn
PJM | W1-011 | 2010-02-04 | Solar PV | 70 | New Jersey | Salem | Withdrawn | Atlantic City Electric | Orchard 230kV | Orchard (SubstationID: 13189) |  |  | Document Posted | Withdrawn
PJM | W1-010 | 2010-02-04 | Solar PV | 20 | Pennsylvania | York | Withdrawn | PECO | Cooper | Cooper (SubstationID: 55317) |  |  | Document Posted | Document Posted | Withdrawn
PJM | W1-012 | 2010-02-12 | Wind | 50 | Pennsylvania | Centre | Withdrawn | Allegheny Power | Millheim-Brush Jct 46kV | Brush (SubstationID: 47234) - Millheim (46KV) (SubstationID: 48625) |  |  | Document Posted | Document Posted | Not Required | Withdrawn | Not Required
PJM | W1-013 | 2010-02-17 | Solar PV | 20 | Pennsylvania | Franklin | Withdrawn | Allegheny Power | Saint Thomas 34kV I | Saint Thomas (SubstationID: 48636) |  |  | Document Posted | Document Posted | Withdrawn
PJM | W1-014 | 2010-02-18 | Solar PV | 20 | Pennsylvania | Franklin | Withdrawn | Allegheny Power | Saint Thomas 34kV II | Saint Thomas (SubstationID: 48636) |  |  | Document Posted | Document Posted | Withdrawn
PJM | W1-015 | 2010-02-19 | Wind | 60.8 | Pennsylvania | Unknown | Withdrawn | Pennsylvania Electric Company (Penelec) | Shade Gap 115kV | Shade Gap (SubstationID: 55359) |  |  | Document Posted | Document Posted | Withdrawn
PJM | W1-021 | 2010-02-22 | Solar PV | 20 | New Jersey | Cumberland | Withdrawn | Atlantic City Electric | Fairton 69kV I | Fairton (SubstationID: 63134) |  |  | Document Posted | Document Posted | Withdrawn
PJM | W1-022 | 2010-02-24 | Solar PV | 20 | New Jersey | Cumberland | Withdrawn | Atlantic City Electric | Fairton 69kV II | Fairton (SubstationID: 63134) |  |  | Document Posted | Document Posted | Withdrawn
PJM | W1-023 | 2010-02-24 | Solar PV | 10 | New Jersey | Cumberland | Withdrawn | Atlantic City Electric | Fairton 69kV III | Newport (SubstationID: 19534) | Cumberland | 34493 | Document Posted | Document Posted | Document Posted | Withdrawn | Withdrawn
PJM | W1-024 | 2010-02-24 | Solar PV | 4 | New Jersey | Monmouth | In Service | Jersey Central Power & Light | Manalapan 12.5kV | Millhurst (SubstationID: 19536) | Heritage Village at Manalapan | 25482 | Document Posted | Document Posted | Not Required | Document Posted | Document Posted
PJM | W1-029 | 2010-02-25 | Wind | 208 | North Carolina | Pasquotank | In Service | Dominion | Winfall 230kV | Winfall (SubstationID: 699) | Amazon Wind Farm US East | 43502 | Document Posted | Document Posted | Document Posted | Document Posted | Document Posted
PJM | W1-030 | 2010-02-25 | Wind | 300 | Illinois | Ford | Withdrawn | ComEd (Commonwealth Edison) | Pontiac Midpoint-Reynolds 345kV | Pontiac-Midpoint (SubstationID: 953) |  |  | Document Posted | Withdrawn
PJM | W1-031 | 2010-02-25 | Wind | 300 | Illinois | Ford | Withdrawn | ComEd (Commonwealth Edison) | Pontiac Midpoint-Reynolds 345kV | Pontiac-Midpoint (SubstationID: 953) |  |  | Document Posted | Withdrawn
PJM | W1-032 | 2010-02-25 | Solar PV | 3 | New Jersey | Monmouth | In Service | Jersey Central Power & Light | Millhurst 12.5kV | Millhurst (SubstationID: 19536) | Millhurst Solar | 42035 | Document Posted | Document Posted | Not Required | Document Posted | Document Posted
PJM | W1-036 | 2010-02-26 | Wind | 45 | Virginia | Roanoke | Withdrawn | American Electric Power (AEP) | Matt Funk-Tech Drive 138kV | Matt Funk (SubstationID: 901) - Tech Drive (SubstationID: 23995) |  |  | Document Posted | Document Posted | Withdrawn
PJM | W1-037 | 2010-02-26 | Solar PV | 20 | Virginia | Unknown | Withdrawn | Delmarva Power & Light Company | East Lima-South Kenton 138kV |  |  |  | Document Posted | Withdrawn
PJM | W1-041 | 2010-02-26 | Wind | 50 | Ohio | Darke | Withdrawn | Dayton Power & Light (DPL) | W. Milton-Greenville | Greenville (SubstationID: 17774) - West Milton-S.W. Of West Milton (SubstationID: 37008) |  |  | Document Posted | Document Posted | Withdrawn
PJM | W1-042 | 2010-03-04 | Solar PV | 20 | Pennsylvania | Franklin | Withdrawn | Allegheny Power | Hubar Road 1 |  |  |  | Document Posted | Withdrawn
PJM | W1-043 | 2010-03-04 | Solar PV | 20 | Pennsylvania | Franklin | Withdrawn | Allegheny Power | Hubar Road 2 |  |  |  | Document Posted | Withdrawn
PJM | W1-044 | 2010-03-04 | Solar PV | 20 | Pennsylvania | Franklin | Withdrawn | Allegheny Power | Mont Alto |  |  |  | Document Posted | Withdrawn
PJM | W1-045 | 2010-03-04 | Solar PV | 13.5 | Pennsylvania | Franklin | In Service | Pennsylvania Electric Company (Penelec) | Roxbury 23 kV | Roxbury (SubstationID: 19540) | Nittany 1 (Whitetail Solar 1 (FKA Roxbury)) | 34883 | Document Posted | Document Posted | Not Required | Document Posted | Document Posted
PJM | W1-046 | 2010-03-04 | Solar PV | 15 | Pennsylvania | Lancaster | Withdrawn | PPL Electric Utilities | Face Rock 69kV | Face Rock (SubstationID: 34275) |  |  | Document Posted | Document Posted | Not Required | Document Posted | Document Posted
PJM | W1-048 | 2010-03-09 | Solar PV | 5 | New Jersey | Salem | Withdrawn | Atlantic City Electric | Quinton Township | Quinton (SubstationID: 19560) |  |  | Document Posted | Document Posted | Withdrawn
PJM | W1-050 | 2010-03-12 | Solar PV | 20 | Pennsylvania | Franklin | Withdrawn | Allegheny Power | Keller & Valley Camp Roads I |  |  |  | Document Posted | Document Posted | Withdrawn
PJM | W1-051 | 2010-03-12 | Solar PV | 130 | Pennsylvania | Franklin | Withdrawn | Allegheny Power | St. Thomas 34kV III | Saint Thomas (SubstationID: 48636) |  |  | Document Posted | Document Posted | Withdrawn
PJM | W1-052 | 2010-03-12 | Solar PV | 20 | Pennsylvania | Franklin | Withdrawn | Allegheny Power | Keller & Valley Camp Roads II |  |  |  | Document Posted | Withdrawn
PJM | W1-055 | 2010-03-18 | Solar PV | 10 | New Jersey | Warren | Withdrawn | Jersey Central Power & Light | Broadway 34.5kV | Broadway (SubstationID: 19582) |  |  | Document Posted | Document Posted | Withdrawn
PJM | W1-056 | 2010-03-18 | Wind | 66.7 | Ohio | Hardin | In Service | American Electric Power (AEP) | Ada-Dunkirk 69kV | Dunkirk (SubstationID: 19955) - East Lima (SubstationID: 20097) | Hog Creek Wind Farm (FKA Hardin County) | 26548 | Document Posted | Document Posted | Not Required | Document Posted | Document Posted
PJM | W1-057 | 2010-03-23 | Solar PV | 20 | North Carolina | Hertford | Withdrawn | Dominion | Earleys 34.5kV | Earleys (SubstationID: 42619) |  |  | Document Posted | Document Posted | Document Posted | Withdrawn | Withdrawn
PJM | W1-059 | 2010-03-24 | Solar PV | 2 | New Jersey | Morris | Withdrawn | Jersey Central Power & Light | Denville |  |  |  | Document Posted | Document Posted | Not Required | Wholesale Market Participation Agreement | Not Required
PJM | W1-060 | 2010-03-25 | Solar PV | 20 | New Jersey | Salem | Withdrawn | Atlantic City Electric | Carneys Point Township |  |  |  | Document Posted | Document Posted | Withdrawn
PJM | W1-065 | 2010-03-31 | Solar PV | 2 | New Jersey | Monmouth | Withdrawn | Jersey Central Power & Light | Millstone |  |  |  | Document Posted | Document Posted | Not Required | Withdrawn | Withdrawn
PJM | W1-066 | 2010-03-31 | Solar PV | 9 | New Jersey | Camden | Withdrawn | Atlantic City Electric | New Brooklyn Road 12kV |  |  |  | Document Posted | Document Posted | Withdrawn
PJM | W1-068 | 2010-04-16 | Solar PV | 20 | New Jersey | Salem | Withdrawn | Atlantic City Electric | Quinton Township | Quinton (SubstationID: 19560) |  |  | Document Posted | Document Posted | Document Posted | Withdrawn | Withdrawn
PJM | W1-070 | 2010-04-20 | Solar PV | 20 | Maryland | Wicomico | Withdrawn | Delmarva Power & Light Company | Laurel 69kV | Laurel (SubstationID: 46716) |  |  | Document Posted | Document Posted | Document Posted | Withdrawn | Withdrawn
PJM | W1-070A_AT4 | 2010-04-20 | Wind | 50 | Ohio | Ashtabula | Withdrawn | American Transmission Systems, Inc. (ATSI) | Ashtabula 138kV | Ashtabula (SubstationID: 17872) |  |  | Document Posted | Document Posted | Document Posted | Withdrawn | Withdrawn
PJM | W1-071 | 2010-04-22 | Solar PV | 1 | New Jersey | Salem | Withdrawn | Atlantic City Electric | Elk Road 12kV |  |  |  | Document Posted | Document Posted | Withdrawn
PJM | W1-075 | 2010-04-28 | Solar PV | 20 | Pennsylvania | Adams | Withdrawn | Metropolitan Edison Company | Hunterstown 115kV | Hunterstown (SubstationID: 54813) |  |  | Document Posted | Document Posted | Document Posted | Withdrawn | Withdrawn
PJM | W1-076 | 2010-04-28 | Solar PV | 10 | New Jersey | Hunterdon | Withdrawn | Jersey Central Power & Light | Kingwood |  |  |  | Document Posted | Document Posted | Not Required | Document Posted | Document Posted
PJM | W1-081 | 2010-04-29 | Solar PV | 5 | New Jersey | Gloucester | Withdrawn | Atlantic City Electric | Mickleton 12kV | Mickleton (SubstationID: 11688) |  |  | Document Posted | Document Posted | Withdrawn
PJM | W1-082 | 2010-04-29 | Solar PV | 20 | New Jersey | Hunterdon | Withdrawn | Jersey Central Power & Light | Milford | Warren Glen (SubstationID: 19543) | Milford | 34514 | Document Posted | Document Posted | Not Required | Wholesale Market Participation Agreement | Not Required
PJM | W1-083 | 2010-04-29 | Solar PV | 4.6 | New Jersey | Gloucester | Withdrawn | Public Service Electric and Gas Company (PSE&G) | Deptford 13kV | Deptford (SubstationID: 13758) |  |  | Document Posted | Document Posted | Not Required | Wholesale Market Participation Agreement | Not Required
PJM | W1-084 | 2010-04-29 | Solar PV | 5 | New Jersey | Salem | Withdrawn | Atlantic City Electric | Pedricktown 12kV | Pedricktown (SubstationID: 11687) |  |  | Document Posted | Document Posted | Withdrawn
PJM | W1-085 | 2010-04-29 | Solar PV | 20 | New Jersey | Cumberland | Withdrawn | Atlantic City Electric | Millville 1 69kV |  |  |  | Document Posted | Document Posted | Withdrawn
PJM | W1-086 | 2010-04-29 | Solar PV | 20 | New Jersey | Cumberland | Withdrawn | Atlantic City Electric | Millville 2 69kV |  |  |  | Document Posted | Document Posted | Withdrawn
PJM | W1-087 | 2010-04-29 | Solar PV | 20 | New Jersey | Cumberland | Withdrawn | Atlantic City Electric | Millville 3 69kV |  |  |  | Document Posted | Document Posted | Withdrawn
PJM | W1-088 | 2010-04-29 | Solar PV | 20 | New Jersey | Cumberland | Withdrawn | Atlantic City Electric | Millville 4 69kV |  |  |  | Document Posted | Document Posted | Withdrawn
PJM | W1-089 | 2010-04-29 | Solar PV | 18 | New Jersey | Cumberland | Withdrawn | Atlantic City Electric | Newport 69kV | Newport (SubstationID: 19534) |  |  | Document Posted | Document Posted | Withdrawn
PJM | W1-090 | 2010-04-29 | Solar PV | 18 | New Jersey | Camden | Withdrawn | Atlantic City Electric | Berlin 69kV | Berlin (SubstationID: 24523) |  |  | Document Posted | Document Posted | Withdrawn
PJM | W1-091 | 2010-04-29 | Solar PV | 2.5 | New Jersey | Camden | Withdrawn | Atlantic City Electric | Berlin 12kV | Berlin (SubstationID: 24523) |  |  | Document Posted | Withdrawn
PJM | W1-092 | 2010-04-29 | Solar PV | 8.7 | New Jersey | Cumberland | Withdrawn | Atlantic City Electric | Mays Landing 12kV |  |  |  | Document Posted | Document Posted | Withdrawn
PJM | W1-093 | 2010-04-29 | Solar PV | 20 | New Jersey | Cape May | Withdrawn | Atlantic City Electric | Cape May 12kV | Cape May (SubstationID: 24524) |  |  | Document Posted | Document Posted | Withdrawn
PJM | W1-094 | 2010-04-29 | Solar PV | 10 | New Jersey | Gloucester | Withdrawn | Atlantic City Electric | Williamstown 12kV | Williamstown (SubstationID: 19828) |  |  | Document Posted | Document Posted | Withdrawn
PJM | W1-095 | 2010-04-29 | Solar PV | 18 | New Jersey | Atlantic | Withdrawn | Atlantic City Electric | Buena 12kV |  |  |  | Document Posted | Document Posted | Withdrawn
PJM | W1-096 | 2010-04-29 | Solar PV | 7 | New Jersey | Cape May | Withdrawn | Atlantic City Electric | Woodbine 12kV |  |  |  | Document Posted | Document Posted | Withdrawn
PJM | W1-097 | 2010-04-30 | Solar PV | 2 | New Jersey | Cumberland | Withdrawn | Atlantic City Electric | Fairfield Township 12kV | Fairfield (SubstationID: 34290) |  |  | Document Posted | Document Posted | Withdrawn
PJM | W1-098 | 2010-04-30 | Solar PV | 1 | New Jersey | Burlington | Withdrawn | Public Service Electric and Gas Company (PSE&G) | Levittown 13kV | Levittown (SubstationID: 14081) |  |  | Document Posted | Document Posted | Not Required | Wholesale Market Participation Agreement | Not Required
PJM | W1-099 | 2010-04-30 | Solar PV | 1.3 | New Jersey | Burlington | Withdrawn | Public Service Electric and Gas Company (PSE&G) | Levittown 13kV | Levittown (SubstationID: 14081) |  |  | Document Posted | Document Posted | Not Required | Wholesale Market Participation Agreement | Not Required
PJM | W1-100 | 2010-04-30 | Solar PV | 1.7 | New Jersey | Middlesex | Withdrawn | Public Service Electric and Gas Company (PSE&G) | Minue Street 12kV | Minue Street (SubstationID: 38396) |  |  | Document Posted | Document Posted | Not Required | Wholesale Market Participation Agreement | Not Required
PJM | W1-101 | 2010-04-30 | Solar PV | 1.4 | New Jersey | Hudson | In Service | Public Service Electric and Gas Company (PSE&G) | Bayonne 13kV | Bayonne (SubstationID: 14053) | WEA Texas Bayonne Building | 34518 | Document Posted | Document Posted | Not Required | Wholesale Market Participation Agreement | Not Required
PJM | W1-102 | 2010-04-30 | Solar PV | 1.9 | New Jersey | Burlington | Withdrawn | Public Service Electric and Gas Company (PSE&G) | Southampton 13kV | Southampton (SubstationID: 55996) |  |  | Withdrawn
PJM | W1-103 | 2010-04-30 | Solar PV | 20 | New Jersey | Cumberland | Withdrawn | Atlantic City Electric | Millville 12kV | South Millville - Millville City (SubstationID: 24544) |  |  | Document Posted | Withdrawn
PJM | W1-104 | 2010-04-30 | Solar PV | 0.7 | Pennsylvania | Centre | Withdrawn | Allegheny Power | Bellefonte 12kV | Bellefonte (SubstationID: 48589) |  |  | Document Posted | Document Posted | Not Required | Withdrawn | Not Required
PJM | W1-105 | 2010-04-30 | Solar PV | 3 | Pennsylvania | Lancaster | Withdrawn | PPL Electric Utilities | Reamstown | Reamstown - Lancaster County (SubstationID: 40508) | Heatherwoods Solar Farm | 51940 | Document Posted | Document Posted | Not Required | Wholesale Market Participation Agreement | Not Required
PJM | W1-106 | 2010-04-30 | Solar PV | 5 | Pennsylvania | Cumberland | Withdrawn | PPL Electric Utilities | West Carlisle | West Carlisle (SubstationID: 19358) | Shover Solar Farm | 51941 | Document Posted | Document Posted | Not Required | Wholesale Market Participation Agreement | Not Required
PJM | W1-107 | 2010-04-30 | Solar PV | 2 | Pennsylvania | Butler | Withdrawn | Allegheny Power | Grove City Road 12kV |  |  |  | Document Posted | Document Posted | Not Required | Wholesale Market Participation Agreement | Not Required
PJM | W1-110 | 2010-04-30 | Solar PV | 3.2 | New Jersey | Atlantic | Withdrawn | Atlantic City Electric | Galloway Township 12kV |  |  |  | Document Posted | Withdrawn
PJM | W1-112 | 2010-04-30 | Solar PV | 4 | New Jersey | Monmouth | In Service | Jersey Central Power & Light | Holmdel | Holmdel (SubstationID: 55680) | Holmdel | 34425 | Document Posted | Document Posted | Not Required | Wholesale Market Participation Agreement | Not Required
PJM | W1-113 | 2010-04-30 | Solar PV | 8 | New Jersey | Monmouth | In Service | Jersey Central Power & Light | Millstone 2 | Applegarth (SubstationID: 55619) | North Star Solar Energy Farm (NorthPark) | 42418 | Document Posted | Document Posted | Not Required | Document Posted | Document Posted
PJM | W1-114 | 2010-04-30 | Solar PV | 3 | Pennsylvania | Schuylkill | Withdrawn | PPL Electric Utilities | Port Carbon | Port Carbon (SubstationID: 20041) | East Norwegian Solar Project | 42474 | Document Posted | Document Posted | Not Required | Wholesale Market Participation Agreement | Not Required
PJM | W1-115 | 2010-04-30 | Solar PV | 3 | Pennsylvania | Schuylkill | Withdrawn | PPL Electric Utilities | Tamanend | Tamanend - Schuylkill County (SubstationID: 35619) | Ryan Solar 1 | 34501 | Document Posted | Document Posted | Not Required | Wholesale Market Participation Agreement | Not Required
PJM | W1-116 | 2010-04-30 | Solar PV | 14 | Maryland | Frederick | In Service | Allegheny Power | Emmitsburg 34kV | Emmitsburg (SubstationID: 19547) | Mount St. Mary's University | 14576 | Document Posted | Document Posted | Not Required | Document Posted | Document Posted
PJM | W1-117 | 2010-04-30 | Solar PV | 20 | New Jersey | Cumberland | Withdrawn | Atlantic City Electric | Silica Spur 1 |  |  |  | Document Posted | Document Posted | Withdrawn
PJM | W1-118 | 2010-04-30 | Solar PV | 20 | New Jersey | Cumberland | Withdrawn | Atlantic City Electric | Silica Spur 2 |  |  |  | Document Posted | Document Posted | Withdrawn
PJM | W1-119 | 2010-04-30 | Solar PV | 8.8 | New Jersey | Burlington | In Service | Jersey Central Power & Light | Pemberton Township 1 34.5 kV | Pemberton Township (SubstationID: 42678) | Greenburg Solar | 52487 | Document Posted | Document Posted | Not Required | Wholesale Market Participation Agreement | Not Required
PJM | W1-120 | 2010-04-30 | Solar PV | 8.8 | New Jersey | Burlington | In Service | Jersey Central Power & Light | Pemberton Township 2 34.5 kV | Pemberton Township (SubstationID: 42678) | Perez Solar | 52488 | Document Posted | Document Posted | Not Required | Wholesale Market Participation Agreement | Not Required
PJM | W1-121 | 2010-04-30 | Solar PV | 8 | New Jersey | Mercer | In Service | Public Service Electric and Gas Company (PSE&G) | Crosswicks 13kV | Crosswicks (SubstationID: 19544) | Hartz - Hamilton, NJ | 25263 | Document Posted | Document Posted | Not Required | Wholesale Market Participation Agreement | Not Required
PJM | W1-122 | 2010-04-30 | Solar PV | 5.1 | New Jersey | Sussex | Withdrawn | Jersey Central Power & Light | Wantage 12.47kV |  |  |  | Document Posted | Document Posted | Not Required | Wholesale Market Participation Agreement | Not Required
PJM | W1-123 | 2010-04-30 | Solar PV | 10 | New Jersey | Salem | Withdrawn | Atlantic City Electric | Mannington Township 1 12kV |  |  |  | Document Posted | Withdrawn
PJM | W1-124 | 2010-04-30 | Solar PV | 16.9 | New Jersey | Monmouth | In Service | Jersey Central Power & Light | Tinton Falls 34.5kV | Trinton Falls (SubstationID: 42679) | Tinton Falls | 30143 | Document Posted | Document Posted | Not Required | Document Posted | Document Posted
PJM | W1-125 | 2010-04-30 | Solar PV | 12 | New Jersey | Salem | Withdrawn | Atlantic City Electric | Mannington Township 2 12kV |  |  |  | Document Posted | Withdrawn
PJM | W1-126 | 2010-04-30 | Solar PV | 10 | New Jersey | Warren | Withdrawn | Jersey Central Power & Light | White |  |  |  | Document Posted | Document Posted | Not Required | Document Posted | Document Posted
PJM | W1-127 | 2010-04-30 | Solar PV | 3 | New Jersey | Warren | In Service | Jersey Central Power & Light | Phillipsburg 12.47kV | Phillipsburg (SubstationID: 42680) | Down 2 Earth Farms (FKA Harmony Solar Project) | 41649 | Document Posted | Document Posted | Not Required | Document Posted | Document Posted
PJM | W1-128 | 2010-04-30 | Solar PV | 20 | New Jersey | Warren | Withdrawn | Jersey Central Power & Light | Red School Lane 69kV |  |  |  | Document Posted | Document Posted | Withdrawn
PJM | W1-129 | 2010-04-30 | Solar PV | 5 | New Jersey | Burlington | In Service | Jersey Central Power & Light | Cookstown 34.5kV | Cookstown (SubstationID: 19555) | Jacobstown II - North Run (Jacobstown Solar Project) | 41813 | Document Posted | Document Posted | Not Required | Document Posted | Document Posted
PJM | W1-130 | 2010-04-30 | Solar PV | 9.2 | New Jersey | Cumberland | In Service | Atlantic City Electric | Vine Road 12kV | Minotola (SubstationID: 24498) | Cedar Branch Solar Farm | 45689 | Document Posted | Document Posted | Document Posted | Wholesale Market Participation Agreement | Not Required
PJM | W1-131 | 2010-04-30 | Solar PV | 5 | Maryland | Worcester | Withdrawn | Delmarva Power & Light Company | Kenney | Kenney (SubstationID: 21138) |  |  | Document Posted | Document Posted | Withdrawn
PJM | W1-132 | 2010-04-30 | Solar PV | 2 | New Jersey | Hunterdon | In Service | Jersey Central Power & Light | Pittstown | Pittstown (SubstationID: 55722) | Pauch Solar Project | 31736 | Document Posted | Document Posted | Not Required | Wholesale Market Participation Agreement | Not Required
PJM | W2-001 | 2010-05-06 | Wind | 66.6 | Ohio | Hancock | Withdrawn | American Electric Power (AEP) | Fostoria Central 138/kV | Keystone (SubstationID: 20040) | Hancock - Seneca Wind Energy Center | 27415 | Document Posted | Document Posted | Document Posted | Withdrawn | Withdrawn
PJM | W2-002 | 2010-05-10 | Solar PV | 20 | Maryland | Kent | Withdrawn | Delmarva Power & Light Company | Kennedyville 1 69kV | Kennedyville (SubstationID: 19888) |  |  | Document Posted | Withdrawn
PJM | W2-003 | 2010-05-10 | Solar PV | 20 | Maryland | Kent | Withdrawn | Delmarva Power & Light Company | Kennedyville 2 69kV | Kennedyville (SubstationID: 19888) |  |  | Document Posted | Withdrawn
PJM | W2-006 | 2010-05-12 | Solar PV | 1 | New Jersey | Morris | Withdrawn | Jersey Central Power & Light | Newburgh 12kV |  |  |  | Document Posted | Withdrawn
PJM | W2-007 | 2010-05-14 | Wind | 100 | Ohio | Putnam | Withdrawn | American Electric Power (AEP) | East Leipsic 138kV | East Leipsic (SubstationID: 33771) |  |  | Document Posted | Document Posted | Withdrawn
PJM | W2-015 | 2010-05-25 | Solar PV | 10 | New Jersey | Cumberland | Withdrawn | Atlantic City Electric | Bridgeton 12kV |  |  |  | Document Posted | Withdrawn
PJM | W2-016 | 2010-05-25 | Solar PV | 15 | New Jersey | Hunterdon | In Service | Jersey Central Power & Light | Frenchtown 34.5kV | Frenchtown (SubstationID: 19580) | Frenchtown III | 34611 | Document Posted | Document Posted | Not Required | Wholesale Market Participation Agreement | Not Required
PJM | W2-017 | 2010-05-28 | Solar PV | 6 | New Jersey | Salem | Withdrawn | Atlantic City Electric | Pennsville Township |  |  |  | Withdrawn
PJM | W2-019 | 2010-05-28 | Solar PV | 6 | New Jersey | Burlington | In Service | Jersey Central Power & Light | Wrightstown 34.5kV | Wrightstown (SubstationID: 42681) | Day Four Solar | 37017 | Document Posted | Document Posted | Not Required | Document Posted | Document Posted
PJM | W2-020 | 2010-05-28 | Solar PV | 5 | New Jersey | Camden | Withdrawn | Public Service Electric and Gas Company (PSE&G) | Deptford 13kV | Deptford (SubstationID: 13758) |  |  | Document Posted | Document Posted | Not Required | Wholesale Market Participation Agreement | Not Required
PJM | W2-021 | 2010-05-28 | Solar PV | 5 | New Jersey | Camden | Withdrawn | Public Service Electric and Gas Company (PSE&G) | Deptford 13kV | Deptford (SubstationID: 13758) |  |  | Document Posted | Document Posted | Not Required | Wholesale Market Participation Agreement | Not Required
PJM | W2-022 | 2010-05-28 | Wind | 73.6 | North Carolina | Hyde | Withdrawn | Dominion | Pantego 115kV | Pantego (SubstationID: 20042) | Pantego Wind Farm | 27163 | Document Posted | Document Posted | Document Posted | Document Posted | Document Posted
PJM | W2-025 | 2010-05-28 | Solar PV | 20 | New Jersey | Salem | Withdrawn | Atlantic City Electric | Oldmans Township | Oldman (SubstationID: 24508) |  |  | Document Posted | Withdrawn
PJM | W2-026 | 2010-05-28 | Solar PV | 1.5 | New Jersey | Gloucester | Withdrawn | Atlantic City Electric | Glassboro Road | Glassboro (SubstationID: 21028) |  |  | Document Posted | Document Posted | Document Posted | Wholesale Market Participation Agreement | Not Required
PJM | W2-027 | 2010-05-28 | Solar PV | 5 | New Jersey | Gloucester | Withdrawn | Public Service Electric and Gas Company (PSE&G) | Terrace 12kV |  |  |  | Document Posted | Document Posted | Not Required | Withdrawn | Withdrawn
PJM | W2-030 | 2010-06-03 | Solar PV | 9.6 | New Jersey | Atlantic | In Service | Atlantic City Electric | Egg Harbor Township | Egg Harbor (SubstationID: 24527) | Delilah Road Landfill | 29629 | Document Posted | Document Posted | Document Posted | Wholesale Market Participation Agreement | Not Required
PJM | W2-031 | 2010-06-10 | Solar PV | 8.5 | New Jersey | Gloucester | Withdrawn | Public Service Electric and Gas Company (PSE&G) | Gloucester 26kV | Gloucester (SubstationID: 13759) |  |  | Document Posted | Document Posted | Not Required | Withdrawn | Document Posted
PJM | W2-032 | 2010-06-10 | Solar PV | 20 | New Jersey | Cumberland | Withdrawn | Atlantic City Electric | Stow Creek Township |  |  |  | Document Posted | Withdrawn
PJM | W2-034 | 2010-06-16 | Solar PV | 20 | New Jersey | Salem | Withdrawn | Atlantic City Electric | Cohansey Road | Cohansey Road (SubstationID: 55647) |  |  | Document Posted | Withdrawn
PJM | W2-035 | 2010-06-16 | Solar PV | 16 | New Jersey | Salem | Withdrawn | Atlantic City Electric | Cohansey Road | Cohansey Road (SubstationID: 55647) | Quinton Solar Power I | 34620 | Document Posted | Document Posted | Withdrawn
PJM | W2-036 | 2010-06-18 | Solar PV | 0.7 | New Jersey | Somerset | In Service | Public Service Electric and Gas Company (PSE&G) | Polhemus Lane 13kV | Polhemus Lane (SubstationID: 19559) | PSE&G Central Electric Division Headquarters | 20982 | Document Posted | Document Posted | Not Required | Wholesale Market Participation Agreement | Not Required
PJM | W2-037 | 2010-06-22 | Solar PV | 7 | New Jersey | Burlington | Withdrawn | Jersey Central Power & Light | Cookstown 34.5kV | Cookstown (SubstationID: 19555) |  |  | Document Posted | Withdrawn
PJM | W2-040 | 2010-06-29 | Solar PV | 20 | Ohio | Preble | Withdrawn | Dayton Power & Light (DPL) | Camden 69kV | O H Hutchings (SubstationID: 16737) | Preble Solar | 47686 | Document Posted | Document Posted | Not Required | Document Posted | Document Posted
PJM | W2-041 | 2010-06-29 | Solar PV | 2.6 | New Jersey | Atlantic | Withdrawn | Atlantic City Electric | Egg Harbor Township | Egg Harbor (SubstationID: 24527) |  |  | Withdrawn
PJM | W2-042 | 2010-06-29 | Solar PV | 5 | New Jersey | Cape May | Withdrawn | Atlantic City Electric | Dennis Township |  |  |  | Document Posted | Withdrawn
PJM | W2-044 | 2010-06-30 | Wind | 100.5 | Indiana | Whitley | Withdrawn | American Electric Power (AEP) | Columbia 138kV | Columbia (SubstationID: 29634) |  |  | Document Posted | Withdrawn
PJM | W2-046 | 2010-06-30 | Wind | 450 | Illinois | Livingston | Withdrawn | ComEd (Commonwealth Edison) | Powerton-Goodings Grove 345kV | Goodings Grove (SubstationID: 25205) - Powerton (SubstationID: 16885) |  |  | Withdrawn
PJM | W2-047 | 2010-06-30 | Solar PV | 7.5 | New Jersey | Salem | Withdrawn | Atlantic City Electric | Oldmans Township | Oldman (SubstationID: 24508) |  |  | Document Posted | Document Posted | Document Posted | Withdrawn | Not Required
PJM | W2-048 | 2010-06-30 | Wind | 62.5 | Illinois | Logan | In Service | ComEd (Commonwealth Edison) | Brokaw-Lanesville | Brokaw (SubstationID: 20215) - Lanesville (SubstationID: 22858) | Hilltopper Wind | 41298 | Document Posted | Document Posted | Document Posted | Document Posted | Document Posted
PJM | W2-051 | 2010-07-13 | Solar PV | 20 | New Jersey | Salem | Withdrawn | Atlantic City Electric | Woodstown 69kV | Woodstown - Pilesgrove (SubstationID: 24518) |  |  | Document Posted | Withdrawn
PJM | W2-050 | 2010-07-13 | Solar PV | 10 | New Jersey | Hunterdon | In Service | Jersey Central Power & Light | Flemington | Glen Gardner (SubstationID: 18639) | Flemington Solar Farm | 22044 | Document Posted | Document Posted | Not Required | Document Posted | Document Posted
PJM | W2-052 | 2010-07-19 | Solar PV | 0.6 | New Jersey | Middlesex | In Service | Public Service Electric and Gas Company (PSE&G) | Pierson Avenue 13kV | Pierson Ave. (SubstationID: 39964) | PSE&G Edison Training Center | 23124 | Document Posted | Document Posted | Not Required | Wholesale Market Participation Agreement | Not Required
PJM | W2-053 | 2010-07-21 | Solar PV | 20 | Pennsylvania | Franklin | Withdrawn | Allegheny Power | West Waynesboro 34.5kV I | West Waynesboro (SubstationID: 37032) |  |  | Document Posted | Document Posted | Withdrawn
PJM | W2-054 | 2010-07-21 | Solar PV | 20 | Pennsylvania | Franklin | Withdrawn | Allegheny Power | West Waynesboro II 34.5kV II | West Waynesboro (SubstationID: 37032) |  |  | Document Posted | Document Posted | Withdrawn
PJM | W2-056 | 2010-07-23 | Solar PV | 11 | New Jersey | Burlington | In Service | Public Service Electric and Gas Company (PSE&G) | Lumberton 13kV | Lumberton (SubstationID: 19865) | Reeves Station Road East | 40100 | Document Posted | Document Posted | Not Required | Wholesale Market Participation Agreement | Not Required
PJM | W3-001 | 2010-07-28 | Solar PV | 8 | New Jersey | Warren | Withdrawn | Jersey Central Power & Light | Gilbert-Morris Park 34.5kV |  |  |  | Document Posted | Document Posted | Not Required | Wholesale Market Participation Agreement | Not Required
PJM | W2-058 | 2010-07-29 | Solar PV | 1 | New Jersey | Burlington | Withdrawn | Public Service Electric and Gas Company (PSE&G) | Southampton 13kV | Southampton (SubstationID: 55996) |  |  | Document Posted | Document Posted | Not Required | Withdrawn | Not Required
PJM | W2-060 | 2010-07-29 | Solar PV | 20 | New Jersey | Burlington | Withdrawn | Public Service Electric and Gas Company (PSE&G) | Burlington 26kV | Burlington (SubstationID: 11690) |  |  | Document Posted | Document Posted | Not Required | Wholesale Market Participation Agreement | Not Required
PJM | W2-061 | 2010-07-29 | Solar PV | 3 | New Jersey | Hunterdon | In Service | Jersey Central Power & Light | Ringoes 12kV | Ringoes (SubstationID: 19557) | Alethea Solar II | 37025 | Document Posted | Document Posted | Not Required | Wholesale Market Participation Agreement | Not Required
PJM | W2-101 | 2010-07-30 | Solar PV | 20 | New Jersey | Salem | Withdrawn | Atlantic City Electric | Quinton Township | Quinton (SubstationID: 19560) | Salem - W2-101 | 51944 | Document Posted | Document Posted | Document Posted | Withdrawn | Withdrawn
PJM | W2-102 | 2010-07-30 | Solar PV | 7 | New Jersey | Burlington | In Service | Public Service Electric and Gas Company (PSE&G) | Mt. Holly 26.4kV | Mt Holly (SubstationID: 28723) | West Pemberton Solar | 34750 | Document Posted | Document Posted | Not Required | Document Posted | Document Posted
PJM | W2-064 | 2010-07-30 | Solar PV | 10 | New Jersey | Hunterdon | Withdrawn | Jersey Central Power & Light | Ringoes 34.5kV | Ringoes (SubstationID: 19557) |  |  | Document Posted | Document Posted | Not Required | Wholesale Market Participation Agreement | Not Required
PJM | W2-065 | 2010-07-30 | Solar PV | 5 | New Jersey | Gloucester | Withdrawn | Atlantic City Electric | Woodstown Road 12kV |  |  |  | Document Posted | Withdrawn
PJM | W2-067 | 2010-07-30 | Wind | 50 | Ohio | Darke | Withdrawn | Dayton Power & Light (DPL) | Amsterdam 138kV | Amsterdam-S. Of New Bremen (SubstationID: 37472) |  |  | Document Posted | Withdrawn
PJM | W2-068 | 2010-07-30 | Wind | 150 | Ohio | Mercer | Withdrawn | American Electric Power (AEP) | Bluff Point 138kV | Bluff Point (SubstationID: 29192) |  |  | Document Posted | Document Posted | Withdrawn
PJM | W2-069 | 2010-07-30 | Solar PV | 10 | Pennsylvania | Centre | Withdrawn | Allegheny Power | Fishburn/Tanney 46kV |  |  |  | Document Posted | Document Posted | Withdrawn
PJM | W2-071 | 2010-07-30 | Solar PV | 2.8 | New Jersey | Burlington | In Service | Public Service Electric and Gas Company (PSE&G) | Mt. Laurel 13kV | Mount Laurel (SubstationID: 38518) | Marne Highway | 34564 | Document Posted | Document Posted | Not Required | Wholesale Market Participation Agreement | Not Required
PJM | W2-072 | 2010-07-30 | Solar PV | 20 | New Jersey | Salem | Withdrawn | Atlantic City Electric | Pilesgrove 12kV | Woodstown - Pilesgrove (SubstationID: 24518) |  |  | Document Posted | Withdrawn
PJM | W2-073 | 2010-07-30 | Solar PV | 4 | New Jersey | Middlesex | Withdrawn | Jersey Central Power & Light | New Canton 12kV | New Canton (SubstationID: 55705) | Wardís Nursery Solar Farm | 45702 | Document Posted | Document Posted | Not Required | Wholesale Market Participation Agreement | Not Required
PJM | W2-074 | 2010-07-30 | Solar PV | 1 | New Jersey | Monmouth | Withdrawn | Jersey Central Power & Light | Bennett 12kV | Bennett (SubstationID: 42287) |  |  | Document Posted | Document Posted | Not Required | Wholesale Market Participation Agreement | Not Required
PJM | W2-076 | 2010-07-30 | Solar PV | 2 | New Jersey | Hunterdon | Withdrawn | Jersey Central Power & Light | Rocktown 4.8kV | Rocktown (SubstationID: 20459) | West Amwell Mason Supply Solar Farm | 45701 | Document Posted | Document Posted | Not Required | Wholesale Market Participation Agreement | Not Required
PJM | W2-077 | 2010-07-30 | Solar PV | 2.1 | New Jersey | Burlington | Withdrawn | Jersey Central Power & Light | Wrightstown 34.5kV | Wrightstown (SubstationID: 42681) |  |  | Withdrawn
PJM | W2-078 | 2010-07-30 | Solar PV | 9 | New Jersey | Monmouth | In Service | Jersey Central Power & Light | Applegarth 12.5kV | Applegarth (SubstationID: 55619) | North Star Solar Energy Farm (NorthPark) | 42418 | Document Posted | Document Posted | Not Required | Document Posted | Not Required
PJM | W2-079 | 2010-07-30 | Solar PV | 19.4 | Illinois | Winnebago | Withdrawn | ComEd (Commonwealth Edison) | Stillman Valley | Stillman Valley (SubstationID: 25390) |  |  | Document Posted | Document Posted | Withdrawn
PJM | W2-080 | 2010-07-30 | Solar PV | 2 | New Jersey | Hunterdon | In Service | Jersey Central Power & Light | Stanton 12kV | Stanton (SubstationID: 42682) | Fisher Solar Farm | 45699 | Document Posted | Document Posted | Not Required | Wholesale Market Participation Agreement | Not Required
PJM | W2-081 | 2010-07-30 | Solar PV | 3 | Pennsylvania | Schuylkill | Withdrawn | PPL Electric Utilities | Port Carbon 12kV | Port Carbon (SubstationID: 20041) |  |  | Document Posted | Document Posted | Not Required | Withdrawn | Not Required
PJM | W2-082 | 2010-07-30 | Solar PV | 8 | New Jersey | Burlington | In Service | Jersey Central Power & Light | Fort Dix-McGuire 34.5kV |  | North Hanover Solar | 45694 | Document Posted | Document Posted | Not Required | Wholesale Market Participation Agreement | Not Required
PJM | W2-083 | 2010-07-30 | Solar PV | 17 | New Jersey | Hunterdon | Withdrawn | Jersey Central Power & Light | Frenchtown-Rosemont 34.5kV | Frenchtown (SubstationID: 19580) - Rosemont (SubstationID: 19581) | Perotti Solar Farm | 51942 | Document Posted | Document Posted | Not Required | Wholesale Market Participation Agreement | Not Required
PJM | W2-084 | 2010-07-30 | Solar PV | 10 | New Jersey | Sussex | Withdrawn | Jersey Central Power & Light | Branchville-Holiday Lakes 34.5kV | Branchville (SubstationID: 19577) - Holiday Lakes (SubstationID: 54806) |  |  | Document Posted | Document Posted | Not Required | Wholesale Market Participation Agreement | Not Required
PJM | W2-085 | 2010-07-30 | Solar PV | 10 | New Jersey | Hunterdon | Withdrawn | Jersey Central Power & Light | Baptistown-Frenchtown 34.5kV | Baptistown (SubstationID: 19571) - Frenchtown (SubstationID: 19580) |  |  | Document Posted | Document Posted | Not Required | Wholesale Market Participation Agreement | Not Required
PJM | W2-086 | 2010-07-30 | Solar PV | 10 | New Jersey | Hunterdon | Withdrawn | Jersey Central Power & Light | Baptistown-East Flemington 34.5kV | Baptistown (SubstationID: 19571) - East Flemington (SubstationID: 19880) |  |  | Document Posted | Document Posted | Not Required | Withdrawn | Not Required
PJM | W2-087 | 2010-07-30 | Solar PV | 10 | New Jersey | Burlington | Withdrawn | Public Service Electric and Gas Company (PSE&G) | Mt. Holly 26kV | Mt Holly (SubstationID: 28723) |  |  | Document Posted | Document Posted | Not Required | Withdrawn | Not Required
PJM | W2-088 | 2010-07-30 | Solar PV | 17 | New Jersey | Monmouth | Withdrawn | Jersey Central Power & Light | Gravel Hill-Smithburg 34.5kV |  | Freehold Solar Farm | 51943 | Document Posted | Document Posted | Not Required | Wholesale Market Participation Agreement | Not Required
PJM | W2-089 | 2010-07-30 | Solar PV | 20 | New Jersey | Burlington | Withdrawn | Jersey Central Power & Light | Cookstown-Fort Dix 34.5kV | Cookstown (SubstationID: 19555) - Dix Solar Substation (SubstationID: 41304) |  |  | Document Posted | Document Posted | Not Required | Withdrawn | Not Required
PJM | W2-090 | 2010-07-30 | Solar PV | 20 | New Jersey | Burlington | Withdrawn | Public Service Electric and Gas Company (PSE&G) | Lumberton 230kV | Lumberton (SubstationID: 19865) | Lumberton Solar | 42424 | Document Posted | Document Posted | Not Required | Wholesale Market Participation Agreement | Not Required
PJM | W2-091 | 2010-07-30 | Solar PV | 10 | New Jersey | Warren | In Service | Jersey Central Power & Light | Broadway-Stewartsville 34.5kV | Stewartsville (SubstationID: 19537) | Greenwich Solar | 46192 | Document Posted | Document Posted | Not Required | Wholesale Market Participation Agreement | Not Required
PJM | W2-092 | 2010-07-30 | Solar PV | 20 | Pennsylvania | Adams | Withdrawn | Metropolitan Edison Company | Hunterstown 115kV II | Hunterstown (SubstationID: 54813) |  |  | Document Posted | Document Posted | Document Posted | Withdrawn | Withdrawn
PJM | W2-093 | 2010-07-30 | Solar PV | 20 | Pennsylvania | Adams | Withdrawn | Metropolitan Edison Company | Hunterstown 115kV III | Hunterstown (SubstationID: 54813) |  |  | Document Posted | Document Posted | Document Posted | Withdrawn | Withdrawn
PJM | W2-094 | 2010-07-30 | Solar PV | 3 | Pennsylvania | Adams | Withdrawn | Metropolitan Edison Company | Lincoln 13.2kV | Lincoln (SubstationID: 42312) | Lincoln Solar Farm | 45462 | Document Posted | Document Posted | Not Required | Wholesale Market Participation Agreement | Not Required
PJM | W2-095 | 2010-07-30 | Solar PV | 10 | Pennsylvania | Franklin | Withdrawn | Allegheny Power | Guilford 34.5kV | Guilford (SubstationID: 19587) |  |  | Document Posted | Document Posted | Withdrawn
PJM | W2-096 | 2010-07-30 | Solar PV | 20 | Pennsylvania | Cumberland | Withdrawn | PPL Electric Utilities | West Carlisle-Newville 1 69kV | Newville (SubstationID: 56056) - West Carlisle (SubstationID: 19358) |  |  | Document Posted | Document Posted | Document Posted | Withdrawn | Withdrawn
PJM | W2-097 | 2010-07-30 | Solar PV | 20 | Pennsylvania | Cumberland | Withdrawn | PPL Electric Utilities | West Carlisle-Newville 2 69kV | Newville (SubstationID: 56056) - West Carlisle (SubstationID: 19358) |  |  | Document Posted | Document Posted | Document Posted
PJM | W2-098 | 2010-07-30 | Solar PV | 20 | Pennsylvania | Adams | Withdrawn | Metropolitan Edison Company | Hunterstown 115kV IV | Hunterstown (SubstationID: 54813) |  |  | Document Posted | Document Posted | Document Posted | Withdrawn | Withdrawn
PJM | W2-099 | 2010-07-30 | Solar PV | 20 | Maryland | Worcester | Withdrawn | Delmarva Power & Light Company | Kenney 69kV | Kenney (SubstationID: 21138) |  |  | Document Posted | Document Posted | Withdrawn
PJM | W2-100 | 2010-07-30 | Solar PV | 10 | New Jersey | Salem | Withdrawn | Atlantic City Electric | Quinton Township | Quinton (SubstationID: 19560) |  |  | Document Posted | Withdrawn
PJM | W2-070 | 2010-07-30 | Solar PV | 10 | New Jersey | Salem | Withdrawn | Atlantic City Electric | Pedricktown 12kV | Pedricktown (SubstationID: 11687) |  |  | Document Posted | Withdrawn
PJM | W3-003 | 2010-08-03 | Solar PV | 10 | New Jersey | Hunterdon | In Service | Jersey Central Power & Light | East Flemington-Frenchtown 34.5kV | East Flemington (SubstationID: 19880) - Frenchtown (SubstationID: 19580) | Quakertown Solar Farm I | 34753 | Document Posted | Document Posted | Not Required | Document Posted | Document Posted
PJM | W3-004 | 2010-08-03 | Solar PV | 1.3 | New Jersey | Bergen | Withdrawn | Public Service Electric and Gas Company (PSE&G) | Ridgefield 13kV |  |  |  | Document Posted | Document Posted | Not Required | Withdrawn | Not Required
PJM | W3-005 | 2010-08-03 | Wind | 500 | Ohio | Huron | Withdrawn | American Electric Power (AEP) | Fostoria Central-Galion (FE) 345kV | Fostoria Central (SubstationID: 22029) - Galion (SubstationID: 14018) | Huron - W3-005 | 51945 | Document Posted | Document Posted | Withdrawn | Withdrawn | Not Required
PJM | W3-006 | 2010-08-05 | Solar PV | 6 | New Jersey | Morris | Withdrawn | Jersey Central Power & Light | Newburgh 12kV |  |  |  | Document Posted | Withdrawn
PJM | W3-007 | 2010-08-06 | Solar PV | 20 | Pennsylvania | Franklin | Withdrawn | Allegheny Power | Reed 34.5kV | Reed Street (SubstationID: 55253) |  |  | Document Posted | Withdrawn
PJM | W3-008 | 2010-08-06 | Solar PV | 20 | Pennsylvania | Franklin | Withdrawn | Allegheny Power | Mercersburg 34.5kV | Mercersburg (SubstationID: 48622) |  |  | Document Posted | Document Posted | Withdrawn
PJM | W3-009 | 2010-08-06 | Solar PV | 10 | New Jersey | Cumberland | Withdrawn | Atlantic City Electric | Fairton | Fairton - Fairfield (SubstationID: 24528) |  |  | Document Posted | Document Posted | Withdrawn
PJM | W3-011 | 2010-08-10 | Wind | 300 | Ohio | Hancock | Withdrawn | American Electric Power (AEP) | East Lima-Fostoria Central 345kV | East Lima (SubstationID: 20097) - Fostoria Central (SubstationID: 22029) |  |  | Document Posted | Withdrawn
PJM | W3-012 | 2010-08-10 | Wind | 300 | Ohio | Hancock | Withdrawn | American Electric Power (AEP) | East Lima-Fostoria Central 345kV | East Lima (SubstationID: 20097) - Fostoria Central (SubstationID: 22029) |  |  | Document Posted | Withdrawn
PJM | W3-013 | 2010-08-10 | Wind | 300 | Ohio | Miami | Withdrawn | Dayton Power & Light (DPL) | Miami | Miami (SubstationID: 14021) |  |  | Document Posted | Withdrawn
PJM | W3-014 | 2010-08-10 | Wind | 300 | Ohio | Crawford | Withdrawn | American Electric Power (AEP) | Galion-Fostoria Central 345kV | Fostoria Central (SubstationID: 22029) - Galion (SubstationID: 14018) |  |  | Document Posted | Withdrawn
PJM | W3-015 | 2010-08-10 | Solar PV | 2 | New Jersey | Atlantic | Withdrawn | Atlantic City Electric | Egg Harbor Township | Egg Harbor (SubstationID: 24527) |  |  | Document Posted | Withdrawn
PJM | W3-018 | 2010-08-12 | Solar PV | 60 | New Jersey | Salem | Withdrawn | Atlantic City Electric | Deepwater-Woodstown 69kV | Deepwater (SubstationID: 11680) - Woodstown - Pilesgrove (SubstationID: 24518) |  |  | Document Posted | Withdrawn
PJM | W3-017 | 2010-08-12 | Solar PV | 20 | New Jersey | Salem | Withdrawn | Atlantic City Electric | Pilesgrove | Woodstown - Pilesgrove (SubstationID: 24518) |  |  | Document Posted | Withdrawn
PJM | W3-016 | 2010-08-12 | Solar PV | 20 | New Jersey | Salem | Withdrawn | Atlantic City Electric | Pilesgrove | Woodstown - Pilesgrove (SubstationID: 24518) |  |  | Document Posted | Withdrawn
PJM | W3-019 | 2010-08-20 | Wind | 150 | North Carolina | Currituck | Withdrawn | Dominion | Fentress-Shawboro 230kV | Fentress (SubstationID: 14137) - Shawboro (SubstationID: 13228) |  |  | Document Posted | Document Posted | Withdrawn
PJM | W3-021A | 2010-08-23 | Wind | 70 | Pennsylvania | Crawford | Withdrawn | Pennsylvania Electric Company (Penelec) | Corry East 115kV | Corry East (SubstationID: 55318) |  |  | Document Posted | Document Posted | Withdrawn
PJM | W3-021 | 2010-08-24 | Wind | 70 | Virginia | Pulaski | Withdrawn | American Electric Power (AEP) | Jacksons Ferry-Peak Creek 138kV | Peak Creek (SubstationID: 23948) |  |  | Document Posted | Withdrawn
PJM | W3-022 | 2010-08-25 | Wind | 150 | Pennsylvania | Schuylkill | Withdrawn | PPL Electric Utilities | Frackville-Eldred #1 230kV | Frackville (SubstationID: 19964) | Schuylkill - W3-022 | 51946 | Document Posted | Document Posted | Document Posted | Document Posted | Document Posted
PJM | W3-023 | 2010-08-25 | Wind | 120 | Pennsylvania | Schuylkill | Withdrawn | PPL Electric Utilities | Frackville-Eldred #2 230kV | Eldred - Schuylkill County (SubstationID: 33886) - Frackville (SubstationID: 19964) |  |  | Document Posted | Document Posted | Withdrawn
PJM | W3-024 | 2010-08-26 | Wind | 149.4 | Indiana | Whitley | Withdrawn | American Electric Power (AEP) | Columbia 138kV | Columbia (SubstationID: 29634) |  |  | Document Posted | Document Posted | Withdrawn
PJM | W3-025 | 2010-08-27 | Solar PV | 2.1 | New Jersey | Burlington | Withdrawn | Jersey Central Power & Light | Wrightstown 34.5kV | Wrightstown (SubstationID: 42681) | Saylors Pond Solar Farm | 34789 | Document Posted | Document Posted | Not Required | Wholesale Market Participation Agreement | Not Required
PJM | W3-026 | 2010-08-27 | Solar PV | 5 | New Jersey | Burlington | Withdrawn | Public Service Electric and Gas Company (PSE&G) | Burlington 13kV | Burlington (SubstationID: 11690) |  |  | Document Posted | Document Posted | Not Required | Wholesale Market Participation Agreement | Not Required
PJM | W3-028 | 2010-08-27 | Wind - Offshore | 348 | New Jersey | Atlantic | Withdrawn | Atlantic City Electric | Cedar 230kV | Cedar (SubstationID: 20778) | OffshoreMW - New Jersey | 39534 | Document Posted | Document Posted | Document Posted | Document Posted | Document Posted
PJM | W3-029 | 2010-08-30 | Solar PV | 8.4 | New Jersey | Hunterdon | In Service | Jersey Central Power & Light | Buckeye-Ringoes 34.5kV | Buckeye No. 3 (SubstationID: 48595) - Ringoes (SubstationID: 19557) | Raritan Solar - 53 Highway (FKA Ringoes Solar Farm) | 55952 | Document Posted | Document Posted | Not Required | Wholesale Market Participation Agreement | Not Required
PJM | W3-030 | 2010-08-30 | Solar PV | 5 | New Jersey | Burlington | Withdrawn | Public Service Electric and Gas Company (PSE&G) | Southampton 13kV | Southampton (SubstationID: 55996) |  |  | Document Posted | Document Posted | Not Required | Wholesale Market Participation Agreement | Not Required
PJM | W3-031 | 2010-08-30 | Solar PV | 20 | New Jersey | Burlington | Withdrawn | Public Service Electric and Gas Company (PSE&G) | Medford 69kV | Medford (SubstationID: 19545) |  |  | Withdrawn
PJM | W3-032 | 2010-08-30 | Solar PV | 8 | New Jersey | Warren | Withdrawn | Jersey Central Power & Light | Stewartsville-West Portal 34.5kV | Stewartsville (SubstationID: 19537) |  |  | Document Posted | Document Posted | Not Required | Wholesale Market Participation Agreement | Not Required
PJM | W3-035 | 2010-08-31 | Solar PV | 7 | New Jersey | Gloucester | Withdrawn | Atlantic City Electric | Williamstown 12kV | Williamstown (SubstationID: 19828) |  |  | Document Posted | Withdrawn
PJM | W3-036 | 2010-08-31 | Solar PV | 5 | Maryland | Wicomico | Withdrawn | Delmarva Power & Light Company | Pemberton 12kV | Pemberton (SubstationID: 25998) |  |  | Document Posted | Withdrawn
PJM | W3-037 | 2010-08-31 | Solar PV | 20 | Maryland | Wicomico | Withdrawn | Delmarva Power & Light Company | Delmar 12kV | Nelson (SubstationID: 25938) |  |  | Document Posted | Withdrawn
PJM | W3-038 | 2010-08-31 | Solar PV | 5 | New Jersey | Burlington | Withdrawn | Public Service Electric and Gas Company (PSE&G) | Lumberton 13kV | Lumberton (SubstationID: 19865) |  |  | Document Posted | Document Posted | Not Required | Wholesale Market Participation Agreement | Not Required
PJM | W3-039 | 2010-08-31 | Wind | 20 | New Jersey | Hudson | Withdrawn | Public Service Electric and Gas Company (PSE&G) | Bayonne 26kV | Bayonne (SubstationID: 14053) |  |  | Document Posted | Document Posted | Not Required | Withdrawn | Withdrawn
PJM | W3-041 | 2010-08-31 | Solar PV | 10 | New Jersey | Burlington | Withdrawn | Public Service Electric and Gas Company (PSE&G) | Burlington 26kV | Burlington (SubstationID: 11690) |  |  | Document Posted | Document Posted | Not Required | Wholesale Market Participation Agreement | Withdrawn
PJM | W3-042 | 2010-08-31 | Solar PV | 16 | Pennsylvania | Franklin | Withdrawn | Allegheny Power | Mercersburg 34.5kV | Mercersburg (SubstationID: 48622) |  |  | Document Posted | Withdrawn
PJM | W3-043 | 2010-08-31 | Wind - Offshore | 500 | Virginia | City Of Virginia Beach | Withdrawn | Dominion | Pendleton 230 kV | Pendleton (SubstationID: 574) |  |  | Document Posted | Document Posted | Withdrawn
PJM | W3-044 | 2010-08-31 | Solar PV | 8.8 | New Jersey | Warren | In Service | Jersey Central Power & Light | Washington 34.5kV | Washington (SubstationID: 24550) | McCullough Road Solar Farm | 45459 | Document Posted | Document Posted | Document Posted | Wholesale Market Participation Agreement | Not Required
PJM | W3-045 | 2010-08-31 | Solar PV | 3 | New Jersey | Monmouth | Withdrawn | Jersey Central Power & Light | Fairfield 12kV | Howell (SubstationID: 13547) | Howell (AKA Rock Solid) | 34561 | Document Posted | Document Posted | Not Required | Wholesale Market Participation Agreement | Not Required
PJM | W3-046 | 2010-08-31 | Wind | 207.5 | Illinois | Mason | Withdrawn | ComEd (Commonwealth Edison) | Powerton 345kV | Powerton (SubstationID: 16885) | Remason Wind | 41296 | Document Posted | Document Posted | Withdrawn
PJM | W3-049 | 2010-08-31 | Solar PV | 10 | New Jersey | Salem | Withdrawn | Atlantic City Electric | Carneys Point 12kV | Carneys Point (SubstationID: 63127) |  |  | Document Posted | Withdrawn
PJM | W3-050 | 2010-08-31 | Solar PV | 20 | North Carolina | Bertie | Withdrawn | Dominion | Kelford 34.5kV | Kelford (SubstationID: 42620) |  |  | Document Posted | Document Posted | Document Posted | Withdrawn | Withdrawn
PJM | W3-051 | 2010-08-31 | Wind | 60 | Kentucky | Pike | Withdrawn | American Electric Power (AEP) | Dorton 138kV | Dorton (SubstationID: 29908) |  |  | Document Posted | Withdrawn
PJM | W3-052 | 2010-08-31 | Wind | 200 | Illinois | Woodford | Withdrawn | ComEd (Commonwealth Edison) | Tazewell-Kendall 345kV | Kendall County Generation Facility (SubstationID: 16862) - Tazewell (SubstationID: 14000) |  |  | Document Posted | Withdrawn
PJM | W3-053 | 2010-08-31 | Wind | 260 | North Carolina | Washington | Withdrawn | Dominion | Trowbridge 230kV | Trowbridge (SubstationID: 700) |  |  | Document Posted | Withdrawn
PJM | W3-054 | 2010-08-31 | Wind | 150 | North Carolina | Tyrell | Withdrawn | Dominion | Mackeys-Riders Creek 115kV | Mackeys (SubstationID: 42628) - Riders Creek (SubstationID: 41535) |  |  | Document Posted | Document Posted | Document Posted | Withdrawn | Withdrawn
PJM | W3-054A | 2010-08-31 | Wind | 95 | Virginia | Accomack | Withdrawn | Old Dominion Electric Cooperative | Oak Hall 138kV | Oak Hall (SubstationID: 25940) |  |  | Document Posted | Document Posted | Withdrawn
PJM | W3-055 | 2010-09-01 | Solar PV | 12 | New Jersey | Burlington | Withdrawn | Public Service Electric and Gas Company (PSE&G) | Lumberton 69kV | Lumberton (SubstationID: 19865) |  |  | Document Posted | Document Posted | Not Required | Withdrawn | Not Required
PJM | W3-056 | 2010-09-01 | Solar PV | 8 | New Jersey | Burlington | Withdrawn | Public Service Electric and Gas Company (PSE&G) | Lumberton 69kV | Lumberton (SubstationID: 19865) |  |  | Document Posted | Document Posted | Not Required | Withdrawn | Not Required
PJM | W3-057 | 2010-09-01 | Solar PV | 20 | New Jersey | Burlington | Withdrawn | Public Service Electric and Gas Company (PSE&G) | Lumberton 69kV | Lumberton (SubstationID: 19865) | Warfield II | 34491 | Document Posted | Document Posted | Not Required | Wholesale Market Participation Agreement | Not Required
PJM | W3-058 | 2010-09-10 | Solar PV | 10 | New Jersey | Cape May | Withdrawn | Atlantic City Electric | Rio Grande 12kV | Rio Grande - Middle (SubstationID: 24512) |  |  | Document Posted | Document Posted | Withdrawn
PJM | W3-059 | 2010-09-10 | Solar PV | 10 | New Jersey | Salem | Withdrawn | Atlantic City Electric | Quinton 12kV | Quinton (SubstationID: 19560) |  |  | Document Posted | Withdrawn
PJM | W3-059A_AT6 | 2010-09-10 | Wind | 99 | Ohio | Erie | Withdrawn | American Transmission Systems, Inc. (ATSI) | Avery-Greenfield 138kV | Avery (SubstationID: 19429) - Greenfield (SubstationID: 19428) | Firelands | 41076 | Document Posted | Document Posted | Document Posted | Withdrawn | Withdrawn
PJM | W3-059B_AT7 | 2010-09-10 | Wind | 97.6 | Ohio | Fulton | Withdrawn | American Transmission Systems, Inc. (ATSI) | Allen Junction-Lyons 138kV | Allen Junction (SubstationID: 19434) - Hubbardston Road - Lyons (SubstationID: 25763) |  |  | Document Posted | Withdrawn
PJM | W3-059C_AT8 | 2010-09-10 | Wind | 99 | Ohio | Fulton | Withdrawn | American Transmission Systems, Inc. (ATSI) | Allen Junction 138kV | Allen Junction (SubstationID: 19434) |  |  | Document Posted | Withdrawn
PJM | W3-060 | 2010-09-13 | Wind | 120 | Indiana | Noble | Withdrawn | American Electric Power (AEP) | Kendallville 138kV | Kendallville (SubstationID: 31003) |  |  | Document Posted | Withdrawn | Withdrawn
PJM | W3-061 | 2010-09-14 | Solar PV | 20 | Maryland | Queen Anne's | Withdrawn | Delmarva Power & Light Company | Church 69kV | Church (SubstationID: 14056) |  |  | Document Posted | Withdrawn
PJM | W3-064 | 2010-09-22 | Solar PV | 20 | Pennsylvania | Adams | Withdrawn | Metropolitan Edison Company | Hunterstown 115kV V | Hunterstown (SubstationID: 54813) |  |  | Document Posted | Withdrawn
PJM | W3-066 | 2010-09-24 | Wind | 300 | North Carolina | Camden | Withdrawn | Dominion | Shawboro 230kV | Shawboro (SubstationID: 13228) | Hales Lake Energy Center | 51947 | Document Posted | Document Posted | Document Posted | Document Posted | Document Posted
PJM | W3-067 | 2010-09-27 | Solar PV | 20 | Pennsylvania | Adams | Withdrawn | Metropolitan Edison Company | Gardners-Hunterstown 115kV | Gardners (SubstationID: 56599) |  |  | Document Posted | Withdrawn
PJM | W3-068 | 2010-09-28 | Solar PV | 20 | Pennsylvania | Cumberland | Withdrawn | PPL Electric Utilities | Cumberland-W. Shore 3 #1 69kV | West Shore (SubstationID: 19387) |  |  | Document Posted | Withdrawn
PJM | W3-069 | 2010-09-28 | Solar PV | 20 | Pennsylvania | Cumberland | Withdrawn | PPL Electric Utilities | Cumberland-W. Shore 3 #2 69kV | West Shore (SubstationID: 19387) |  |  | Document Posted | Withdrawn
PJM | W3-071 | 2010-09-30 | Solar PV | 12.5 | Maryland | Worcester | Withdrawn | Delmarva Power & Light Company | Worcester 25kV | Worcester (SubstationID: 25953) |  |  | Document Posted | Document Posted | Withdrawn
PJM | W3-072 | 2010-09-30 | Solar PV | 20 | Pennsylvania | Franklin | Withdrawn | Allegheny Power | St. Thomas-Guilford 34.5kV | Guilford (SubstationID: 19587) - St. Thomas Hospital (SubstationID: 47227) |  |  | Document Posted | Document Posted | Withdrawn
PJM | W3-073 | 2010-09-30 | Solar PV | 2 | New Jersey | Cape May | Withdrawn | Atlantic City Electric | West Cape May 12kV | Cape May (SubstationID: 24524) |  |  | Document Posted | Document Posted | Withdrawn
PJM | W3-075 | 2010-09-30 | Solar PV | 20 | New Jersey | Salem | Withdrawn | Atlantic City Electric | Orchard 230kV | Orchard (SubstationID: 13189) |  |  | Document Posted | Document Posted | Withdrawn
PJM | W3-076 | 2010-09-30 | Solar PV | 17 | New Jersey | Warren | Withdrawn | Jersey Central Power & Light | Morris Park-Stewartsville 34.5kV | Morris Park (SubstationID: 42637) - Stewartsville (SubstationID: 19537) | South Main Street Solar Farm | 51948 | Document Posted | Document Posted | Not Required | Wholesale Market Participation Agreement | Not Required
PJM | W3-077 | 2010-09-30 | Solar PV | 8.8 | New Jersey | Warren | In Service | Jersey Central Power & Light | Broadway-Stewartsville 34.5kV | Broadway (SubstationID: 19582) - Stewartsville (SubstationID: 19537) | Franklin Township Solar | 42089 | Document Posted | Document Posted | Not Required | Wholesale Market Participation Agreement | Not Required
PJM | W3-078 | 2010-09-30 | Solar PV | 13 | New Jersey | Mercer | Withdrawn | Jersey Central Power & Light | Twin Rivers-Windsor 34.5kV | Windsor (SubstationID: 19583) | East Windsor Solar Farm | 51949 | Document Posted | Document Posted | Not Required | Wholesale Market Participation Agreement | Not Required
PJM | W3-079 | 2010-09-30 | Solar PV | 7 | New Jersey | Monmouth | In Service | Jersey Central Power & Light | Allenwood-Larabee 34.5kV | Allenwood (SubstationID: 42662) - Larrabee (SubstationID: 13549) | Howell Solar (AKA Lakewood-Farmingdale Road Solar Farm) | 41859 | Document Posted | Document Posted | Not Required | Wholesale Market Participation Agreement | Not Required
PJM | W3-080 | 2010-09-30 | Solar PV | 15 | New Jersey | Burlington | In Service | Public Service Electric and Gas Company (PSE&G) | Burlington 26kV | Burlington (SubstationID: 11690) | Cedar Lane | 41246 | Document Posted | Document Posted | Not Required | Wholesale Market Participation Agreement | Not Required
PJM | W3-080 | 2010-09-30 | Solar PV | 15 | New Jersey | Burlington | In Service | Public Service Electric and Gas Company (PSE&G) | Burlington 26kV | Burlington (SubstationID: 11690) | Florence Solar | 41857 | Document Posted | Document Posted | Not Required | Wholesale Market Participation Agreement | Not Required
PJM | W3-081 | 2010-09-30 | Solar PV | 11 | New Jersey | Hunterdon | Withdrawn | Jersey Central Power & Light | Baptistown-Frenchtown 34.5kV | Baptistown (SubstationID: 19571) - Frenchtown (SubstationID: 19580) |  |  | Document Posted | Document Posted | Withdrawn
PJM | W3-082 | 2010-09-30 | Solar PV | 20 | New Jersey | Cape May | Withdrawn | Atlantic City Electric | Woodbine Township |  |  |  | Document Posted | Withdrawn
PJM | W3-084 | 2010-10-15 | Solar PV | 16.6 | New Jersey | Hunterdon | Withdrawn | Jersey Central Power & Light | Clinton-Round Valley 34.5kV |  |  |  | Withdrawn
PJM | W3-085 | 2010-10-15 | Wind | 185 | Ohio | Crawford | Withdrawn | American Electric Power (AEP) | Chatfield-South Tiffin 138kV | Chatfield (SubstationID: 39267) - South Tiffin (SubstationID: 34778) |  |  | Document Posted | Document Posted | Withdrawn
PJM | W3-086 | 2010-10-18 | Solar PV | 10 | Delaware | New Castle | Withdrawn | Delmarva Power & Light Company | Townsend 138kV | Townsend (SubstationID: 14057) |  |  | Document Posted | Document Posted | Withdrawn
PJM | W3-087 | 2010-10-18 | Solar PV | 15 | Delaware | Kent | Withdrawn | Delmarva Power & Light Company | Cartanza 230kV | Cartanza (SubstationID: 20044) |  |  | Document Posted | Withdrawn
PJM | W3-089 | 2010-10-21 | Solar PV | 20 | New Jersey | Salem | Withdrawn | Atlantic City Electric | Carneys Point 69kV | Carneys Point (SubstationID: 63127) |  |  | Document Posted | Document Posted | Withdrawn
PJM | W3-090 | 2010-10-21 | Solar PV | 10 | New Jersey | Salem | Withdrawn | Atlantic City Electric | Carneys Point 12kV 1 |  |  |  | Document Posted | Withdrawn
PJM | W3-092 | 2010-10-21 | Solar PV | 3 | New Jersey | Salem | Withdrawn | Atlantic City Electric | Carneys Point 12kV 2 |  |  |  | Document Posted | Withdrawn
PJM | W3-088 | 2010-10-21 | Wind | 200 | Ohio | Van Wert | Withdrawn | American Electric Power (AEP) | South West Lima 345kV | Marysville (SubstationID: 14199) - Sorenson (SubstationID: 19517) | Long Prairie Wind I | 33745 | Document Posted | Document Posted | Document Posted | Document Posted | Document Posted
PJM | W3-095 | 2010-10-26 | Solar PV | 15 | New Jersey | Warren | Withdrawn | Jersey Central Power & Light | Broadway-Stewartsville#2 34.5kV | Broadway (SubstationID: 19582) - Stewartsville (SubstationID: 19537) | Stewartsville Solar Farm | 51950 | Document Posted | Document Posted | Not Required | Wholesale Market Participation Agreement | Not Required
PJM | W3-096 | 2010-10-26 | Solar PV | 2.5 | Pennsylvania | Montgomery | Withdrawn | PECO | Perkiomen | Perkiomen (SubstationID: 39933) |  |  | Document Posted | Document Posted | Withdrawn
PJM | W3-097 | 2010-10-26 | Solar PV | 5 | Ohio | Brown | Withdrawn | American Electric Power (AEP) | Russelville OH |  |  |  | Withdrawn
PJM | W3-098 | 2010-10-26 | Solar PV | 20 | Ohio | Brown | Withdrawn | American Electric Power (AEP) | Hillsboro-Kenton (KU) 138kV | Hillsboro (SubstationID: 21066) - Kenton-Kenton (SubstationID: 27446) |  |  | Withdrawn | Withdrawn
PJM | W3-099 | 2010-10-27 | Wind | 100 | Pennsylvania | Erie | Withdrawn | Pennsylvania Electric Company (Penelec) | Erie East-Erie South 230 kV | Erie East (SubstationID: 55391) - Erie South (SubstationID: 21233) | Greenfield | 41073 | Document Posted | Document Posted | Document Posted | Document Posted | Document Posted
PJM | W3-101 | 2010-10-28 | Solar PV | 3.2 | New Jersey | Cumberland | Withdrawn | Atlantic City Electric | East Elmer Road 12kV |  |  |  | Document Posted | Document Posted | Not Required | Wholesale Market Participation Agreement | Not Required
PJM | W3-102 | 2010-10-28 | Solar PV | 15 | Pennsylvania | Wayne | Withdrawn | PPL Electric Utilities | East Carbondale-Lackawanna 69kV | East Carbondale (SubstationID: 19963) - Lackawanna (SubstationID: 608) |  |  | Document Posted | Document Posted
PJM | W3-100 | 2010-10-28 | Solar PV | 8 | New Jersey | Salem | Withdrawn | Atlantic City Electric | Daretown Road 12kV |  |  |  | Document Posted | Withdrawn
PJM | W3-117 | 2010-10-29 | Solar PV | 2 | Pennsylvania | Clarion | Withdrawn | Pennsylvania Electric Company (Penelec) | Clarion | Clarion (SubstationID: 39346) |  |  | Withdrawn
PJM | W3-118 | 2010-10-29 | Solar PV | 2 | Pennsylvania | Venango | Withdrawn | Pennsylvania Electric Company (Penelec) | Venango IV | Venango (SubstationID: 51385) |  |  | Withdrawn
PJM | W3-119 | 2010-10-29 | Solar PV | 2 | Pennsylvania | Venango | Withdrawn | Pennsylvania Electric Company (Penelec) | Venango V | Venango (SubstationID: 51385) |  |  | Withdrawn
PJM | W3-103 | 2010-10-29 | Solar PV | 5 | New Jersey | Cumberland | Withdrawn | Atlantic City Electric | Upper Deerfield Township 12kV |  |  |  | Document Posted | Document Posted | Withdrawn
PJM | W3-104 | 2010-10-29 | Solar PV | 5 | New Jersey | Atlantic | Withdrawn | Atlantic City Electric | Egg Harbor Township 12kV | Egg Harbor (SubstationID: 24527) |  |  | Document Posted | Document Posted | Withdrawn
PJM | W3-106 | 2010-10-29 | Solar PV | 9.9 | New Jersey | Sussex | In Service | Jersey Central Power & Light | Sussex-Wykertown 34.5kV | Sussex (SubstationID: 19572) | Beaver Run | 34456 | Document Posted | Document Posted | Document Posted | Wholesale Market Participation Agreement | Not Required
PJM | W3-107 | 2010-10-29 | Solar PV | 10 | New Jersey | Hunterdon | Withdrawn | Jersey Central Power & Light | Ringoes-Texas Eastern 34.5kV | Ringoes (SubstationID: 19557) - Texas Eastern 5 (SubstationID: 47361) |  |  | Document Posted | Document Posted | Not Required | Wholesale Market Participation Agreement | Not Required
PJM | W3-108 | 2010-10-29 | Solar PV | 1 | New Jersey | Hunterdon | Withdrawn | Jersey Central Power & Light | Ringoes #2 34.5kV | Ringoes (SubstationID: 19557) |  |  | Document Posted | Document Posted | Not Required | Wholesale Market Participation Agreement | Not Required
PJM | W3-109 | 2010-10-29 | Solar PV | 0.6 | New Jersey | Cumberland | Withdrawn | Atlantic City Electric | Bridgeton 12kV |  |  |  | Document Posted | Withdrawn
PJM | W3-110 | 2010-10-29 | Solar PV | 7.5 | New Jersey | Sussex | In Service | Jersey Central Power & Light | Sussex | Sussex (SubstationID: 19572) | Wantage Solar Farm | 34722 | Document Posted | Document Posted | Not Required | Wholesale Market Participation Agreement | Not Required
PJM | W3-111 | 2010-10-29 | Solar PV | 20 | Ohio | Noble | Withdrawn | American Electric Power (AEP) | S. Cumberland 69kV | South Cumberland (SubstationID: 34722) | Turning Point | 22489 | Document Posted | Document Posted | Document Posted | Document Posted | Document Posted
PJM | W3-112 | 2010-10-29 | Solar PV | 35 | Ohio | Noble | Withdrawn | American Electric Power (AEP) | S. Cumberland 69kV | South Cumberland (SubstationID: 34722) | Turning Point | 22489 | Document Posted | Document Posted | Document Posted | Document Posted | Document Posted
PJM | W3-113 | 2010-10-29 | Solar PV | 49.9 | Ohio | Noble | Withdrawn | American Electric Power (AEP) | S. Cumberland 69kV | South Cumberland (SubstationID: 34722) | Turning Point | 22489 | Document Posted | Document Posted | Document Posted | Document Posted | Document Posted
PJM | W3-114 | 2010-10-29 | Solar PV | 2 | Pennsylvania | Venango | Withdrawn | Pennsylvania Electric Company (Penelec) | Venango I | Venango (SubstationID: 51385) |  |  | Document Posted | Withdrawn
PJM | W3-115 | 2010-10-29 | Solar PV | 2 | Pennsylvania | Venango | Withdrawn | Pennsylvania Electric Company (Penelec) | Venango II | Venango (SubstationID: 51385) |  |  | Document Posted | Withdrawn
PJM | W3-116 | 2010-10-29 | Solar PV | 2 | Pennsylvania | Venango | Withdrawn | Pennsylvania Electric Company (Penelec) | Venango III | Venango (SubstationID: 51385) |  |  | Withdrawn
PJM | W3-120 | 2010-10-29 | Solar PV | 17 | New Jersey | Ocean | Withdrawn | Jersey Central Power & Light | Cookstown-Great Adventure 34.5kV | Cookstown (SubstationID: 19555) - Great Adventure (SubstationID: 19558) | Polizzi Solar Farm | 34725 | Document Posted | Document Posted | Not Required | Wholesale Market Participation Agreement | Not Required
PJM | W3-121 | 2010-10-29 | Solar PV | 6 | Maryland | Queen Anne's | Withdrawn | Delmarva Power & Light Company | Queen Anne County 25kV | Queen Anne - Anne Arundel, County (SubstationID: 50672) |  |  | Document Posted | Withdrawn | Not Required | Withdrawn | Not Required
PJM | W3-124 | 2010-10-29 | Solar PV | 2.9 | New Jersey | Middlesex | In Service | Public Service Electric and Gas Company (PSE&G) | Devils Brook 13kV | Devils Brook (SubstationID: 40318) | South Brunswick - 45 Stults Road | 26580 | Document Posted | Document Posted | Not Required | Wholesale Market Participation Agreement | Not Required
PJM | W3-126 | 2010-10-29 | Solar PV | 17 | New Jersey | Sussex | Withdrawn | Jersey Central Power & Light | Branchville-Holiday Lakes 34.5kV | Branchville (SubstationID: 19577) - Holiday Lakes (SubstationID: 54806) |  |  | Document Posted | Document Posted | Not Required | Wholesale Market Participation Agreement | Not Required
PJM | W3-129 | 2010-10-29 | Solar PV | 7.3 | New Jersey | Camden | Withdrawn | Public Service Electric and Gas Company (PSE&G) | Beaver Brook 13kV | Beaver Brook (SubstationID: 38068) |  |  | Document Posted | Document Posted | Not Required | Wholesale Market Participation Agreement | Not Required
PJM | W3-130 | 2010-10-29 | Solar PV | 8.3 | New Jersey | Burlington | Withdrawn | Public Service Electric and Gas Company (PSE&G) | Crosswicks 13kV | Crosswicks (SubstationID: 19544) |  |  | Document Posted | Document Posted | Not Required | Wholesale Market Participation Agreement | Not Required
PJM | W3-131 | 2010-10-29 | Solar PV | 7.6 | New Jersey | Warren | Withdrawn | Jersey Central Power & Light | Alpha #2 34.5kV |  |  |  | Withdrawn
PJM | W3-132 | 2010-10-29 | Solar PV | 19.4 | Illinois | Winnebago | Withdrawn | ComEd (Commonwealth Edison) | Stillman Valley | Stillman Valley (SubstationID: 25390) |  |  | Document Posted | Document Posted | Withdrawn
PJM | W3-133 | 2010-10-29 | Wind | 19.5 | Illinois | Stark | Withdrawn | ComEd (Commonwealth Edison) | Kewanee | Kewanee (SubstationID: 13426) |  |  | Withdrawn
PJM | W3-136 | 2010-10-29 | Solar PV | 10 | New Jersey | Sussex | Withdrawn | Jersey Central Power & Light | Andover-Kittatinny #2 34.5kV | Andover (SubstationID: 19578) - Kittatinny (SubstationID: 19579) |  |  | Document Posted | Document Posted | Not Required | Wholesale Market Participation Agreement | Not Required
PJM | W3-137 | 2010-10-29 | Solar PV | 4 | New Jersey | Warren | Withdrawn | Jersey Central Power & Light | Furnace Brook 12kV |  |  |  | Document Posted | Withdrawn
PJM | W3-138 | 2010-10-29 | Solar PV | 10 | New Jersey | Warren | Withdrawn | Jersey Central Power & Light | Blairstown-Kittatinny 34.5kV | Kittatinny (SubstationID: 19579) |  |  | Document Posted | Document Posted | Not Required | Wholesale Market Participation Agreement | Not Required
PJM | W3-139 | 2010-10-29 | Solar PV | 10 | New Jersey | Warren | Withdrawn | Jersey Central Power & Light | Broadway-Stewartsville #3 34.5kV | Stewartsville (SubstationID: 19537) | Broadway Solar Farm | 34731 | Document Posted | Document Posted | Not Required | Wholesale Market Participation Agreement | Not Required
PJM | W3-140 | 2010-10-29 | Solar PV | 8 | New Jersey | Warren | Withdrawn | Jersey Central Power & Light | Sussex #2 | Sussex (SubstationID: 19572) | Roy Road Solar Farm | 51951 | Document Posted | Document Posted | Not Required | Wholesale Market Participation Agreement | Not Required
PJM | W3-141 | 2010-10-29 | Solar PV | 3 | New Jersey | Warren | Withdrawn | Jersey Central Power & Light | Knowlton #1 12kV |  |  |  | Document Posted | Document Posted | Withdrawn
PJM | W3-142 | 2010-10-29 | Solar PV | 18 | New Jersey | Warren | Withdrawn | Jersey Central Power & Light | Lopatcong |  |  |  | Document Posted | Document Posted | Withdrawn
PJM | W3-143 | 2010-10-29 | Solar PV | 5 | New Jersey | Warren | Withdrawn | Jersey Central Power & Light | Knowlton #2 |  |  |  | Document Posted | Document Posted | Withdrawn
PJM | W3-144 | 2010-10-29 | Solar PV | 8 | New Jersey | Warren | Withdrawn | Jersey Central Power & Light | Pequest-Washington 34.5kV | Pequest River (SubstationID: 42688) - Washington (SubstationID: 19561) |  |  | Document Posted | Document Posted | Not Required | Withdrawn | Not Required
PJM | W3-145 | 2010-10-29 | Solar PV | 17 | New Jersey | Sussex | Withdrawn | Jersey Central Power & Light | Branchville-Newton 34.5kV | Branchville (SubstationID: 19577) - Newton (SubstationID: 42004) | Hampton Township Solar Farm | 51952 | Document Posted | Document Posted | Not Required | Wholesale Market Participation Agreement | Not Required
PJM | W3-146 | 2010-10-29 | Solar PV | 10 | New Jersey | Warren | Withdrawn | Jersey Central Power & Light | Andover-Kittatinny 34.5kV | Andover (SubstationID: 19578) - Kittatinny (SubstationID: 19579) | Kerrs Corner Road Solar Farm | 34766 | Document Posted | Document Posted | Not Required | Wholesale Market Participation Agreement | Not Required
PJM | W3-147 | 2010-10-29 | Solar PV | 10 | New Jersey | Hunterdon | Withdrawn | Jersey Central Power & Light | Baptistown-Frenchtown #2 34.5kV | Baptistown (SubstationID: 19571) - Frenchtown (SubstationID: 19580) |  |  | Document Posted | Document Posted | Not Required | Withdrawn | Not Required
PJM | W3-148 | 2010-10-29 | Solar PV | 6 | New Jersey | Hunterdon | Withdrawn | Jersey Central Power & Light | Baptistown 12kV | Baptistown (SubstationID: 19571) |  |  | Document Posted | Withdrawn
PJM | W3-149 | 2010-10-29 | Solar PV | 17 | New Jersey | Hunterdon | Withdrawn | Jersey Central Power & Light | Frenchtown-Rosemont 34.5kV | Frenchtown (SubstationID: 19580) - Rosemont (SubstationID: 19581) | Route 519 Solar Farm | 34770 | Document Posted | Document Posted | Not Required | Wholesale Market Participation Agreement | Not Required
PJM | W3-150 | 2010-10-29 | Solar PV | 10 | New Jersey | Hunterdon | Withdrawn | Jersey Central Power & Light | Flemington 34.5kV | East Flemington (SubstationID: 19880) |  |  | Document Posted | Withdrawn | Not Required
PJM | W3-151 | 2010-10-29 | Solar PV | 16 | New Jersey | Warren | Withdrawn | Jersey Central Power & Light | Phillipsburg 34.5kV | Phillipsburg (SubstationID: 42680) |  |  | Document Posted | Withdrawn
PJM | W3-152 | 2010-10-29 | Solar PV | 2.5 | New Jersey | Warren | Withdrawn | Jersey Central Power & Light | Morris Park 12kV | Morris Park (SubstationID: 42637) |  |  | Document Posted | Document Posted | Withdrawn
PJM | W3-153 | 2010-10-29 | Solar PV | 2.6 | Pennsylvania | Montgomery | Withdrawn | PECO | Heaton 34kV | Heaton (SubstationID: 35457) |  |  | Document Posted | Document Posted | Withdrawn
PJM | W3-154 | 2010-10-29 | Solar PV | 1.6 | New Jersey | Warren | Withdrawn | Jersey Central Power & Light | Broadway 12kV | Broadway (SubstationID: 19582) | Schanzlin Solar Farm | 51953 | Document Posted | Document Posted | Not Required | Wholesale Market Participation Agreement | Not Required
PJM | W3-156 | 2010-10-29 | Solar PV | 17 | New Jersey | Middlesex | Withdrawn | Jersey Central Power & Light | Englishtown-Texas Road 34.5kV |  |  |  | Document Posted | Document Posted | Not Required | Wholesale Market Participation Agreement | Not Required
PJM | W3-157 | 2010-10-29 | Solar PV | 1.7 | New Jersey | Cumberland | Withdrawn | Atlantic City Electric | Stow Creek Township 12kV |  |  |  | Document Posted | Document Posted | Withdrawn
PJM | W3-158 | 2010-10-29 | Solar PV | 8 | New Jersey | Monmouth | Withdrawn | Jersey Central Power & Light | Great Adventure-Great Adventure Tap 34kV | Great Adventure (SubstationID: 19558) | Millstone Solar | 41854 | Document Posted | Document Posted | Not Required | Wholesale Market Participation Agreement | Not Required
PJM | W3-159 | 2010-10-29 | Solar PV | 12 | New Jersey | Monmouth | Withdrawn | Jersey Central Power & Light | Hornerstown-Windsor 34kV | Hornerstown (SubstationID: 19584) - Windsor (SubstationID: 19583) | Monmouth West Solar I | 34775 | Document Posted | Document Posted | Not Required | Wholesale Market Participation Agreement | Not Required
PJM | W3-160 | 2010-10-29 | Solar PV | 10 | Maryland | Worcester | Withdrawn | Delmarva Power & Light Company | Worcester 25kV | Worcester (SubstationID: 25953) | Berlin | 40319 | Document Posted | Document Posted | Document Posted | Wholesale Market Participation Agreement | Not Required
PJM | W3-163 | 2010-10-29 | Solar PV | 20 | New Jersey | Salem | Withdrawn | Atlantic City Electric | Upper Pittsgrove 138kV 1 | Upper Pittsgrove (SubstationID: 20991) |  |  | Document Posted | Document Posted | Withdrawn
PJM | W3-164 | 2010-10-29 | Solar PV | 20 | New Jersey | Salem | Withdrawn | Atlantic City Electric | Upper Pittsgrove 138kV 2 | Upper Pittsgrove (SubstationID: 20991) |  |  | Document Posted | Document Posted | Withdrawn
PJM | W3-165 | 2010-10-29 | Solar PV | 20 | New Jersey | Salem | Withdrawn | Atlantic City Electric | Upper Pittsgrove 138kV 3 | Upper Pittsgrove (SubstationID: 20991) |  |  | Document Posted | Document Posted | Withdrawn
PJM | W3-166 | 2010-10-29 | Solar PV | 15 | Pennsylvania | Chester | Withdrawn | PECO | Nottingham I | Nottingham (SubstationID: 39097) |  |  | Document Posted | Withdrawn
PJM | W3-167 | 2010-10-29 | Solar PV | 10 | Pennsylvania | Chester | Withdrawn | PPL Electric Utilities | Nottingham II | Nottingham (SubstationID: 39097) |  |  | Document Posted | Document Posted | Not Required | Withdrawn | Withdrawn
PJM | W3-168 | 2010-10-29 | Solar PV | 15 | Pennsylvania | Adams | Withdrawn | Metropolitan Edison Company | Germantown 13.2 kV | Germantown (SubstationID: 34852) |  |  | Document Posted | Withdrawn
PJM | W3-169 | 2010-10-29 | Solar PV | 12 | Pennsylvania | Adams | Withdrawn | Metropolitan Edison Company | North Hanover 12.5kV |  |  |  | Document Posted | Withdrawn
PJM | W3-170 | 2010-10-29 | Solar PV | 12 | Ohio | Putnam | Withdrawn | American Electric Power (AEP) | Buckskin 69kV | Buckskin (SubstationID: 38710) | Putnam - W3-170 | 51954 | Document Posted | Document Posted | Document Posted | Withdrawn | Withdrawn
PJM | W3-171 | 2010-10-29 | Solar PV | 2 | New Jersey | Burlington | Withdrawn | Public Service Electric and Gas Company (PSE&G) | Levittown 13kV | Levittown (SubstationID: 14081) |  |  | Document Posted | Document Posted | Not Required | Wholesale Market Participation Agreement | Not Required
PJM | W4-001 | 2010-11-02 | Solar PV | 7 | Virginia | Halifax | Withdrawn | Dominion | Clover | Clover (SubstationID: 14128) |  |  | Withdrawn
PJM | W4-004 | 2010-11-10 | Wind | 90 | Indiana | Henry | Withdrawn | American Electric Power (AEP) | Madison-Tanners Creek 138kV | Madison (SubstationID: 42975) - Tanners Creek (SubstationID: 16837) | Flat Rock | 39402 | Document Posted | Document Posted | Document Posted | Document Posted | Document Posted
PJM | W4-005 | 2010-11-17 | Wind | 306 | Illinois | Macon | In Service | ComEd (Commonwealth Edison) | Blue Mound-Latham | Hallsville (SubstationID: 42683) | Radford's Run (AKA Twin Forks Wind Farm) | 47535 | Document Posted | Document Posted | Document Posted | Document Posted | Document Posted
PJM | W4-006 | 2010-11-19 | Wind | 150 | Ohio | Defiance | Withdrawn | American Electric Power (AEP) | S. Hicksville-Lockwood Road 138kV | Lockwood Road (SubstationID: 56116) - South Hicksville (SubstationID: 34740) |  |  | Withdrawn
PJM | W4-007 | 2010-11-19 | Wind | 20 | West Virginia | Preston | Withdrawn | Allegheny Power | Afton 138kV | Afton (SubstationID: 56076) |  |  | Document Posted | Withdrawn
PJM | W4-008 | 2010-11-22 | Wind | 180 | Indiana | Henry | Withdrawn | American Electric Power (AEP) | Madison-Tanners Creek 138kV | Madison (SubstationID: 42975) - Tanners Creek (SubstationID: 16837) | Flat Rock | 39402 | Document Posted | Document Posted | Document Posted | Document Posted | Document Posted
PJM | W4-011 | 2010-11-24 | Solar PV | 15 | New Jersey | Monmouth | Withdrawn | Jersey Central Power & Light | Larabee 34.5kV | Larrabee (SubstationID: 13549) | Solar Wind Energy Solar Farm | 34777 | Document Posted | Document Posted | Not Required | Wholesale Market Participation Agreement | Not Required
PJM | W4-012 | 2010-11-24 | Wind | 120 | Pennsylvania | Elk | Withdrawn | Pennsylvania Electric Company (Penelec) | Whetstone 115kV | Whetstone (SubstationID: 55389) |  |  | Document Posted | Withdrawn
PJM | W4-013 | 2010-11-24 | Wind | 50 | Pennsylvania | Schuylkill | Withdrawn | PPL Electric Utilities | Frack-Orwigsburg 69kV | Orwigsburg - Schuylkill County (SubstationID: 39472) |  |  | Document Posted | Document Posted | Withdrawn
PJM | W4-014 | 2010-11-29 | Solar PV | 17 | New Jersey | Warren | Withdrawn | Jersey Central Power & Light | Stewartsville-Captive Plastics 34.5kV | Captive Plastics (SubstationID: 19538) - Stewartsville (SubstationID: 19537) | Stewartsville II Solar Farm | 51955 | Document Posted | Document Posted | Not Required | Wholesale Market Participation Agreement | Not Required
PJM | W4-017 | 2010-11-29 | Wind | 100 | Maryland | Somerset | Withdrawn | Delmarva Power & Light Company | Kings Creek-Crisfield 69kV | Crisfield (SubstationID: 25962) - Kings Creek (SubstationID: 25932) |  |  | Document Posted | Document Posted | Withdrawn
PJM | W4-018 | 2010-11-30 | Solar PV | 10 | New Jersey | Gloucester | Withdrawn | Atlantic City Electric | Monroeville 12kV |  |  |  | Document Posted | Document Posted | Withdrawn
PJM | W4-019 | 2010-11-30 | Wind | 40 | Illinois | Bureau | Withdrawn | ComEd (Commonwealth Edison) | Mendota | Mendota (SubstationID: 19962) |  |  | Document Posted | Withdrawn
PJM | W4-020 | 2010-11-30 | Solar PV | 10.1 | Maryland | Montgomery | Withdrawn | Potomac Electric Power Company (PEPCO) | Mt. Zion 13.8kV | Mt. Zion (SubstationID: 38544) |  |  | Document Posted | Document Posted | Document Posted | Withdrawn | Not Required
PJM | W4-021A | 2010-11-30 | Wind | 200 | Ohio | Richland | Withdrawn | American Electric Power (AEP) | Richland & Crawford |  |  |  | Document Posted | Withdrawn
PJM | W4-022 | 2010-12-01 | Solar PV | 100 | Pennsylvania | Adams | Withdrawn | Metropolitan Edison Company | Hunterstown 230kV | Hunterstown (SubstationID: 54813) |  |  | Document Posted | Withdrawn
PJM | W4-025 | 2010-12-06 | Solar PV | 7 | New Jersey | Burlington | In Service | Jersey Central Power & Light | Cookstown-Fort Dix 34.5kV | Cookstown (SubstationID: 19555) | Jacobstown I (Jacobstown Solar Project) | 41812 | Document Posted | Document Posted | Not Required | Document Posted | Document Posted
PJM | W4-026 | 2010-12-14 | Solar PV | 10 | New Jersey | Hunterdon | Withdrawn | Jersey Central Power & Light | Baptistown-Frenchtown 34.5kV | Baptistown (SubstationID: 19571) - Frenchtown (SubstationID: 19580) |  |  | Document Posted | Document Posted | Withdrawn
PJM | W4-027 | 2010-12-15 | Solar PV | 7.9 | New Jersey | Atlantic | Withdrawn | Atlantic City Electric | Minotola 12kV | Minotola (SubstationID: 24498) | Vineland | 41000 | Document Posted | Document Posted | Document Posted | Wholesale Market Participation Agreement | Not Required
PJM | W4-028 | 2010-12-15 | Solar PV | 20 | New Jersey | Salem | Withdrawn | Atlantic City Electric | Quinton 69kV | Quinton (SubstationID: 19560) |  |  | Document Posted | Withdrawn
PJM | W4-029 | 2010-12-17 | Solar PV | 2.4 | New Jersey | Burlington | Withdrawn | Public Service Electric and Gas Company (PSE&G) | Medford 13kV | Medford (SubstationID: 19545) | Reeve's Station North | 55510 | Document Posted | Document Posted | Not Required | Wholesale Market Participation Agreement | Not Required
PJM | W4-031 | 2010-12-22 | Solar PV | 2.6 | New Jersey | Hunterdon | Withdrawn | Jersey Central Power & Light | Perryville 12.5kV | Perryville (SubstationID: 19548) | Pattenburg Quarry Solar Farm | 34531 | Document Posted | Document Posted | Not Required | Wholesale Market Participation Agreement | Not Required
PJM | W4-032 | 2010-12-28 | Solar PV | 1.5 | New Jersey | Hunterdon | Withdrawn | Jersey Central Power & Light | West Portal 4.8kV |  |  |  | Document Posted | Document Posted | Not Required | Withdrawn | Not Required
PJM | W4-033 | 2010-12-28 | Solar PV | 10 | Illinois | Will | Withdrawn | ComEd (Commonwealth Edison) | Wilmington | Wilmington (SubstationID: 19554) | Lincoln Solar | 34542 | Document Posted | Document Posted | Not Required | Wholesale Market Participation Agreement | Not Required
PJM | W4-035 | 2010-12-28 | Solar PV | 20 | Ohio | Clinton | Withdrawn | Dayton Power & Light (DPL) | Martinsville | Martinsville (SubstationID: 37897) |  |  | Document Posted | Document Posted | Withdrawn
PJM | W4-036 | 2010-12-28 | Solar PV | 12 | Ohio | Ross | Withdrawn | American Electric Power (AEP) | Buckskin 12kV | Buckskin (SubstationID: 42684) | Buckskin (Ohio Solar I) | 39781 | Document Posted | Document Posted | Document Posted | Wholesale Market Participation Agreement | Not Required
PJM | W4-040 | 2010-12-30 | Solar PV | 9.7 | New Jersey | Gloucester | Withdrawn | Atlantic City Electric | Harrison Township 12kV |  |  |  | Document Posted | Document Posted | Withdrawn
PJM | W4-041 | 2010-12-30 | Solar PV | 20 | New Jersey | Cumberland | Withdrawn | Atlantic City Electric | Carlls Corner 69kV | Carlls Corner (SubstationID: 16696) |  |  | Document Posted | Document Posted | Withdrawn
PJM | W4-042 | 2010-12-30 | Solar PV | 20 | Pennsylvania | Fulton | Withdrawn | Allegheny Power | McConnellsburg 34.5kV | McConnellsburg (SubstationID: 37938) |  |  | Document Posted | Document Posted | Not Required | Wholesale Market Participation Agreement | Not Required
PJM | W4-043 | 2010-12-31 | Solar PV | 20 | Ohio | Marion | Withdrawn | American Electric Power (AEP) | Roberts 34.5kV | Roberts (SubstationID: 686) |  |  | Withdrawn
PJM | W4-045 | 2011-01-11 | Solar PV | 9 | New Jersey | Monmouth | Withdrawn | Jersey Central Power & Light | Great Adventure-Great Adventure Tap 34.5kV | Great Adventure (SubstationID: 19558) | Upper Freehold | 34550 | Document Posted | Document Posted | Not Required | Wholesale Market Participation Agreement | Not Required
PJM | W4-046 | 2011-01-11 | Solar PV | 10 | New Jersey | Warren | In Service | Jersey Central Power & Light | Washington-Mobile Chemical 34.5kV | Mobile Chemical (SubstationID: 19562) - Washington (SubstationID: 19561) | Hengst Solar Farm | 34566 | Document Posted | Document Posted | Not Required | Wholesale Market Participation Agreement | Not Required
PJM | W4-048 | 2011-01-18 | Solar PV | 1.1 | New Jersey | Essex | Withdrawn | Public Service Electric and Gas Company (PSE&G) | Doremus Place 13kV | Doremus Place (SubstationID: 13870) |  |  | Document Posted | Document Posted | Not Required | Withdrawn | Not Required
PJM | W4-053 | 2011-01-24 | Solar PV | 2 | New Jersey | Hunterdon | Withdrawn | Jersey Central Power & Light | Rocktown 4.8kV | Rocktown (SubstationID: 20459) | Green Power West Amwell Solar Farm | 34568 | Document Posted | Document Posted | Not Required | Wholesale Market Participation Agreement | Not Required
PJM | W4-054 | 2011-01-26 | Solar PV | 12 | New Jersey | Gloucester | Withdrawn | Atlantic City Electric | Williamstown 12kV | Williamstown (SubstationID: 19828) |  |  | Document Posted | Withdrawn
PJM | W4-055 | 2011-01-28 | Solar PV | 8 | New Jersey | Warren | Withdrawn | Jersey Central Power & Light | Morris Park 12kV | Morris Park (SubstationID: 42637) |  |  | Document Posted | Document Posted | Withdrawn
PJM | W4-056 | 2011-01-28 | Solar PV | 2 | New Jersey | Salem | Withdrawn | Atlantic City Electric | Pittsgrove 12kV | Upper Pittsgrove (SubstationID: 20991) |  |  | Document Posted | Withdrawn
PJM | W4-057 | 2011-01-28 | Solar PV | 2 | New Jersey | Salem | Withdrawn | Atlantic City Electric | Pittsgrove 2 12kV |  |  |  | Document Posted | Withdrawn
PJM | W4-058 | 2011-01-31 | Solar PV | 0.7 | New Jersey | Mercer | In Service | Public Service Electric and Gas Company (PSE&G) | Lawrence 13kV | Lawrence (SubstationID: 21970) | Rider University | 28011 | Document Posted | Document Posted | Not Required | Wholesale Market Participation Agreement | Not Required
PJM | W4-059 | 2011-01-31 | Solar PV | 0.6 | New Jersey | Passaic | In Service | Public Service Electric and Gas Company (PSE&G) | Kuller Road 13kV | Kuller Road (SubstationID: 19563) | PSE&G Metro Division Headquarters | 34600 | Document Posted | Document Posted | Not Required | Wholesale Market Participation Agreement | Not Required
PJM | W4-059 | 2011-01-31 | Solar PV | 0.6 | New Jersey | Passaic | In Service | Public Service Electric and Gas Company (PSE&G) | Kuller Road 13kV | Kuller Road (SubstationID: 19563) | PSE&G Metro Headquarters - Clifton | 37256 | Document Posted | Document Posted | Not Required | Wholesale Market Participation Agreement | Not Required
PJM | W4-060 | 2011-01-31 | Solar PV | 10 | New Jersey | Middlesex | In Service | Jersey Central Power & Light | Midland-Werner 34.5kV | Werner (SubstationID: 17023) | Old Bridge Solar Farm | 34613 | Document Posted | Document Posted | Not Required | Wholesale Market Participation Agreement | Not Required
PJM | W4-061 | 2011-01-31 | Solar PV | 9 | New Jersey | Mercer | Withdrawn | Public Service Electric and Gas Company (PSE&G) | Lawrence 26kV | Lawrence (SubstationID: 21970) |  |  | Document Posted | Document Posted | Not Required | Withdrawn | Not Required
PJM | W4-062 | 2011-01-31 | Solar PV | 18 | New Jersey | Burlington | Withdrawn | Atlantic City Electric | Tabernacle 69kV | Tabernacle (SubstationID: 24546) |  |  | Document Posted | Document Posted | Withdrawn
PJM | W4-063 | 2011-01-31 | Wind - Offshore | 25 | New Jersey | Cape May | Withdrawn | Atlantic City Electric | Huron 69kV | Huron (SubstationID: 20077) | Nautilus (FKA Fishermen's Energy (AKA Atlantic City Demonstration Project) | 24044 | Document Posted | Document Posted | Document Posted | Document Posted | Document Posted
PJM | W4-064 | 2011-01-31 | Solar PV | 3 | New Jersey | Sussex | In Service | Jersey Central Power & Light | N. Newton 12kV | North Newton (SubstationID: 42685) | Augusta Solar Farm | 34616 | Document Posted | Document Posted | Not Required | Wholesale Market Participation Agreement | Not Required
PJM | W4-065 | 2011-01-31 | Solar PV | 3 | New Jersey | Sussex | Withdrawn | Jersey Central Power & Light | Sussex 12kV | Sussex (SubstationID: 19572) | Layton Road Solar Farm | 34617 | Document Posted | Document Posted | Not Required | Wholesale Market Participation Agreement | Not Required
PJM | W4-066 | 2011-01-31 | Solar PV | 5 | New Jersey | Sussex | Withdrawn | Jersey Central Power & Light | Sussex | Sussex (SubstationID: 19572) |  |  | Document Posted | Withdrawn
PJM | W4-067 | 2011-01-31 | Solar PV | 8 | New Jersey | Sussex | Withdrawn | Jersey Central Power & Light | Vernon 12kV |  |  |  | Document Posted | Withdrawn
PJM | W4-068 | 2011-01-31 | Solar PV | 8 | New Jersey | Warren | Withdrawn | Jersey Central Power & Light | Hazen-Pequest River 34.5kV | Washington (SubstationID: 19561) | White Township Solar Farm | 34786 | Document Posted | Document Posted | Not Required | Wholesale Market Participation Agreement | Not Required
PJM | W4-070 | 2011-01-31 | Solar PV | 2 | Pennsylvania | Berks | Withdrawn | PPL Electric Utilities | Morgantown | Morgantown - Berks County (SubstationID: 38484) |  |  | Document Posted | Document Posted | Not Required | Withdrawn | Not Required
PJM | W4-071 | 2011-01-31 | Wind | 2.3 | Pennsylvania | Somerset | Withdrawn | Pennsylvania Electric Company (Penelec) | Garrett | Garrett (SubstationID: 55390) |  |  | Withdrawn
PJM | W4-072 | 2011-01-31 | Solar PV | 16 | New Jersey | Monmouth | Withdrawn | Jersey Central Power & Light | Englishtown-Rt. 33 Sw Point 34.5kV | Englishtown (SubstationID: 19172) | Big Hill | 34759 | Document Posted | Document Posted | Not Required | Wholesale Market Participation Agreement | Not Required
PJM | W4-073 | 2011-01-31 | Solar PV | 8 | New Jersey | Warren | In Service | Jersey Central Power & Light | Phillipsburg 34.5kV | Phillipsburg (SubstationID: 42680) | Hamptons at Pohatcong | 34769 | Document Posted | Document Posted | Not Required | Wholesale Market Participation Agreement | Not Required
PJM | W4-074 | 2011-01-31 | Solar PV | 5 | New Jersey | Burlington | Withdrawn | Public Service Electric and Gas Company (PSE&G) | Coxís Corner 13kV | Cox's Corner (SubstationID: 21169) |  |  | Document Posted | Document Posted | Not Required | Wholesale Market Participation Agreement | Not Required
PJM | W4-075 | 2011-01-31 | Solar PV | 9 | New Jersey | Burlington | Withdrawn | Public Service Electric and Gas Company (PSE&G) | Trenton 26kV | Trenton (SubstationID: 21973) |  |  | Document Posted | Document Posted | Not Required | Wholesale Market Participation Agreement | Not Required
PJM | W4-076 | 2011-01-31 | Solar PV | 10 | Maryland | Prince George's | Withdrawn | Potomac Electric Power Company (PEPCO) | Ritchie | Ritchie (SubstationID: 13410) |  |  | Document Posted | Withdrawn
PJM | W4-078 | 2011-01-31 | Solar PV | 20 | Maryland | Dorchester | Withdrawn | Delmarva Power & Light Company | Todd 25kV | Todd (SubstationID: 19854) |  |  | Document Posted | Withdrawn
PJM | W4-079 | 2011-01-31 | Solar PV | 2 | New Jersey | Hunterdon | Withdrawn | Jersey Central Power & Light | Lebanon | Lebanon (SubstationID: 42677) |  |  | Document Posted | Document Posted | Not Required | Withdrawn | Not Required
PJM | W4-080 | 2011-01-31 | Solar PV | 20 | New Jersey | Middlesex | Withdrawn | Public Service Electric and Gas Company (PSE&G) | Metuchen 26.4kV | Metuchen (SubstationID: 13182) | ILR Solar Farm | 48770 | Document Posted | Document Posted | Not Required | Wholesale Market Participation Agreement | Not Required
PJM | W4-081 | 2011-01-31 | Solar PV | 2 | New Jersey | Ocean | Withdrawn | Jersey Central Power & Light | Manchester | Manchester (SubstationID: 63140) |  |  | Document Posted | Withdrawn
PJM | W4-083 | 2011-01-31 | Solar PV | 10 | New Jersey | Salem | Withdrawn | Atlantic City Electric | Quinton 69kV | Quinton (SubstationID: 19560) |  |  | Document Posted | Document Posted | Withdrawn
PJM | W4-088 | 2011-01-31 | Solar PV | 10 | New Jersey | Salem | Withdrawn | Atlantic City Electric | Salem-Woodstown 69kV | Salem (SubstationID: 14152) - Woodstown - Pilesgrove (SubstationID: 24518) |  |  | Document Posted | Withdrawn
PJM | W4-089 | 2011-01-31 | Solar PV | 1.6 | New Jersey | Cumberland | Withdrawn | Atlantic City Electric | Vineland #1 12kV | Vineland Central (SubstationID: 20060) | Cumberland - W4-089 | 51957 | Document Posted | Document Posted
PJM | W4-090 | 2011-01-31 | Solar PV | 1.3 | New Jersey | Cumberland | Withdrawn | Atlantic City Electric | Vineland #2 12kV | Vineland Central (SubstationID: 20060) | Cumberland - W4-090 | 51958 | Document Posted | Document Posted
PJM | W4-091 | 2011-01-31 | Solar PV | 10 | New Jersey | Warren | Withdrawn | Jersey Central Power & Light | Andover-Kittatinny 34.5kV | Andover (SubstationID: 19578) - Kittatinny (SubstationID: 19579) |  |  | Document Posted | Withdrawn
PJM | W4-092 | 2011-01-31 | Solar PV | 10 | New Jersey | Monmouth | Withdrawn | Jersey Central Power & Light | Englishtown 34.5kV | Englishtown (SubstationID: 19172) |  |  | Document Posted | Withdrawn
PJM | W4-093 | 2011-01-31 | Solar PV | 7 | New Jersey | Hunterdon | Withdrawn | Jersey Central Power & Light | Frenchtown 34.5kV | Frenchtown (SubstationID: 19580) | Dotoli | 34780 | Document Posted | Document Posted | Not Required | Wholesale Market Participation Agreement | Not Required
PJM | W4-094 | 2011-01-31 | Solar PV | 6 | New Jersey | Monmouth | Withdrawn | Jersey Central Power & Light | Millhurst-Raceway Mall 34.5kV | Millhurst (SubstationID: 19536) |  |  | Document Posted | Document Posted | Not Required | Withdrawn | Not Required
PJM | W4-095 | 2011-01-31 | Solar PV | 5.2 | New Jersey | Gloucester | Withdrawn | Atlantic City Electric | Beckett 12kV | Beckett - Woolwich (SubstationID: 24522) |  |  | Document Posted | Document Posted | Withdrawn
PJM | W4-096 | 2011-01-31 | Solar PV | 10 | Maryland | Wicomico | Withdrawn | Delmarva Power & Light Company | Piney Grove 25kV | Piney Grove (SubstationID: 20994) |  |  | Withdrawn
PJM | W4-097 | 2011-01-31 | Solar PV | 3 | New Jersey | Hunterdon | In Service | Jersey Central Power & Light | Hawks 12.5kV | Hawks (SubstationID: 42686) | Holland Solar (Wetteland) | 42420 | Document Posted | Document Posted | Not Required | Wholesale Market Participation Agreement | Not Required
PJM | W4-098 | 2011-01-31 | Solar PV | 10 | New Jersey | Cumberland | Withdrawn | Atlantic City Electric | U.S. Silica #1 69kV |  |  |  | Document Posted | Document Posted | Withdrawn
PJM | W4-099 | 2011-01-31 | Solar PV | 10 | New Jersey | Cumberland | Withdrawn | Atlantic City Electric | U.S. Silica #2 69kV |  |  |  | Withdrawn
PJM | W4-100 | 2011-01-31 | Solar PV | 20 | New Jersey | Hunterdon | Withdrawn | Jersey Central Power & Light | Exxon-NewYork Life 34.5kV |  |  |  | Document Posted | Withdrawn
PJM | W4-101 | 2011-01-31 | Solar PV | 20 | New Jersey | Sussex | Withdrawn | Jersey Central Power & Light | Limecrest-Newton 34.5kV | Newton (SubstationID: 42004) |  |  | Document Posted | Withdrawn
PJM | W4-102 | 2011-01-31 | Solar PV | 20 | Maryland | Washington | In Service | Allegheny Power | Lappans 34.5kV | East Hagerstown (SubstationID: 33764) - Marlowe (SubstationID: 21273) | Maryland Solar Project | 44812 | Document Posted | Document Posted | Not Required | Document Posted | Document Posted
PJM | W4-103 | 2011-01-31 | Solar PV | 7 | New Jersey | Burlington | In Service | Public Service Electric and Gas Company (PSE&G) | Burlington 26kV | Burlington (SubstationID: 11690) | North American Solar | 45676 | Document Posted | Document Posted | Not Required | Wholesale Market Participation Agreement | Not Required
PJM | X1-003 | 2011-02-11 | Solar PV | 1.9 | New Jersey | Warren | Withdrawn | Jersey Central Power & Light | Belvidere |  |  |  | Document Posted | Document Posted | Not Required | Withdrawn | Not Required
PJM | X1-004 | 2011-02-11 | Solar PV | 9.7 | New Jersey | Hunterdon | Withdrawn | Jersey Central Power & Light | Asbury |  |  |  | Document Posted | Document Posted | Withdrawn
PJM | X1-005 | 2011-02-11 | Solar PV | 9.7 | New Jersey | Warren | Withdrawn | Jersey Central Power & Light | Port Murray | Port Murray (SubstationID: 55723) | Meadows at Mansfield | 34785 | Document Posted | Document Posted | Not Required | Wholesale Market Participation Agreement | Not Required
PJM | X1-006 | 2011-02-11 | Solar PV | 4.8 | New Jersey | Warren | Withdrawn | Jersey Central Power & Light | Phillipsburg | Phillipsburg (SubstationID: 42680) |  |  | Document Posted | Document Posted | Not Required | Withdrawn | Not Required
PJM | X1-007 | 2011-02-11 | Solar PV | 5.8 | New Jersey | Burlington | Withdrawn | Jersey Central Power & Light | Hackettstown |  |  |  | Document Posted | Document Posted | Not Required | Withdrawn | Not Required
PJM | X1-008 | 2011-02-11 | Solar PV | 7.8 | New Jersey | Warren | Withdrawn | Jersey Central Power & Light | Mansfield |  |  |  | Document Posted | Document Posted | Withdrawn
PJM | X1-009 | 2011-02-11 | Solar PV | 20 | Ohio | Allen | Withdrawn | American Electric Power (AEP) | Sterling 69kV | Sterling (SubstationID: 21203) |  |  | Document Posted | Withdrawn
PJM | X1-012 | 2011-02-22 | Solar PV | 10 | New Jersey | Sussex | In Service | Jersey Central Power & Light | Branchville-Sussex 34.5kV | Branchville (SubstationID: 19577) - Sussex (SubstationID: 19572) | Frankford Solar | 42419 | Document Posted | Document Posted | Not Required | Wholesale Market Participation Agreement | Not Required
PJM | X1-014 | 2011-02-25 | Wind | 20 | West Virginia | Monroe | Withdrawn | American Electric Power (AEP) | Peters Mountain 13kV | Peters Mountain (SubstationID: 23951) |  |  | Document Posted | Withdrawn
PJM | X1-016 | 2011-02-28 | Solar PV | 20 | New Jersey | Salem | Withdrawn | Atlantic City Electric | Upper Pittsgrove 12kV | Upper Pittsgrove (SubstationID: 20991) |  |  | Document Posted | Withdrawn
PJM | X1-017 | 2011-02-28 | Wind - Offshore | 720 | New Jersey | Atlantic | Withdrawn | Atlantic City Electric | Cedar 230kV | Cedar (SubstationID: 20778) |  |  | Document Posted | Withdrawn
PJM | X1-018 | 2011-02-28 | Wind | 75 | Pennsylvania | Mifflin | Withdrawn | Pennsylvania Electric Company (Penelec) | Lewistown 230kV | Lewistown (SubstationID: 55393) |  |  | Document Posted | Withdrawn
PJM | X1-019 | 2011-02-28 | Wind | 60 | Pennsylvania | Dauphin | Withdrawn | PPL Electric Utilities | Sunbury-Dauphin 69kV | Dauphin (SubstationID: 21259) - Sunbury (SubstationID: 14169) |  |  | Document Posted | Withdrawn
PJM | X1-020 | 2011-02-28 | Wind | 1500 | Indiana | Cass | Withdrawn | American Electric Power (AEP) | Dumont-Greentown 765kV | Dumont (SubstationID: 1429) - Greentown (SubstationID: 1244) | Harvest Wind | 47723 | Document Posted | Document Posted | Document Posted | Withdrawn | Withdrawn
PJM | X1-021 | 2011-02-28 | Solar PV | 5 | New Jersey | Burlington | Withdrawn | Public Service Electric and Gas Company (PSE&G) | Deptford 13kV | Deptford (SubstationID: 13758) | Deptford | 45673 | Document Posted | Document Posted | Not Required | Wholesale Market Participation Agreement | Not Required
PJM | X1-022 | 2011-02-28 | Solar PV | 10 | Maryland | St. Mary's | Withdrawn | Potomac Electric Power Company (PEPCO) | Park Hall |  |  |  | Withdrawn
PJM | X1-023 | 2011-02-28 | Solar PV | 6 | Maryland | St. Mary's | Withdrawn | Potomac Electric Power Company (PEPCO) | Mechanicsville | Mechanicsville (SubstationID: 49972) |  |  | Withdrawn
PJM | X1-024 | 2011-02-28 | Solar PV | 15 | New Jersey | Salem | Withdrawn | Atlantic City Electric | Pedricktown 12kV | Pedricktown (SubstationID: 11687) |  |  | Document Posted | Withdrawn
PJM | X1-025 | 2011-02-28 | Solar PV | 10 | Maryland | St. Mary's | Withdrawn | Potomac Electric Power Company (PEPCO) | Leonardtowne |  |  |  | Withdrawn
PJM | X1-026 | 2011-03-02 | Solar PV | 6.3 | New Jersey | Ocean | Withdrawn | Jersey Central Power & Light | Brick |  |  |  | Document Posted | Withdrawn
PJM | X1-027A_AT12 | 2011-03-03 | Wind | 500 | Ohio | Huron | Withdrawn | American Transmission Systems, Inc. (ATSI) | Davis Besse-Beaver 345kV | Beaver (SubstationID: 13923) - Davis-Besse (SubstationID: 13922) - Erie County (AC2-103 POI) (SubstationID: 56844) | Firelands Wind (FKA Emerson Creek I & II) | 41021 | Document Posted | Document Posted | Document Posted | Document Posted | Document Posted
PJM | X1-028 | 2011-03-04 | Solar PV | 20 | Pennsylvania | Franklin | Withdrawn | Allegheny Power | Upton 34.5kV | Upton (SubstationID: 48647) |  |  | Document Posted | Withdrawn
PJM | X1-029 | 2011-03-04 | Solar PV | 20 | Maryland | Dorchester | Withdrawn | Delmarva Power & Light Company | Dorchester County | Dorchester (SubstationID: 42687) |  |  | Document Posted | Withdrawn
PJM | X1-032 | 2011-03-16 | Solar PV | 4 | Maryland | Worcester | In Service | Delmarva Power & Light Company | Costen 25kV | Costen (SubstationID: 42273) | Somerset County (UMD Medical) | 34818 | Document Posted | Document Posted | Not Required | Wholesale Market Participation Agreement | Not Required
PJM | X1-033 | 2011-03-17 | Solar PV | 12 | Ohio | Wyandot | Withdrawn | American Electric Power (AEP) | NCEC Sycamore 69/12.47kV |  |  |  | Document Posted | Document Posted | Withdrawn
PJM | X1-034 | 2011-03-22 | Solar PV | 1.3 | New Jersey | Morris | Withdrawn | Jersey Central Power & Light | Stoney Brook 12kV | Stoneybrook (SubstationID: 63145) |  |  | Document Posted | Document Posted | Not Required | Wholesale Market Participation Agreement | Not Required
PJM | X1-035 | 2011-03-24 | Solar PV | 2 | Pennsylvania | Venango | Withdrawn | Pennsylvania Electric Company (Penelec) | Piney 34.5kV I | Piney (SubstationID: 55350) |  |  | Document Posted | Document Posted | Not Required | Withdrawn | Withdrawn
PJM | X1-036 | 2011-03-24 | Solar PV | 2 | Pennsylvania | Venango | Withdrawn | Pennsylvania Electric Company (Penelec) | Piney 34.5kV II | Piney (SubstationID: 55350) |  |  | Document Posted | Document Posted | Not Required | Withdrawn | Withdrawn
PJM | X1-037 | 2011-03-28 | Solar PV | 17 | New Jersey | Middlesex | In Service | Jersey Central Power & Light | Howell | Howell (SubstationID: 13547) | Howell (AKA Rock Solid) | 34561 | Document Posted | Document Posted | Not Required | Wholesale Market Participation Agreement | Not Required
PJM | X1-040 | 2011-03-29 | Wind | 360 | Indiana | Dekalb | Withdrawn | American Electric Power (AEP) | Collingwood-Hiple 345kV | Collingwood (SubstationID: 46621) - Hiple (SubstationID: 14114) |  |  | Document Posted | Document Posted | Withdrawn
PJM | X1-041 | 2011-03-29 | Wind | 252 | Indiana | Marshall | Withdrawn | American Electric Power (AEP) | Dumont-Sorensen 345kV |  |  |  | Document Posted | Withdrawn
PJM | X1-044 | 2011-03-30 | Solar PV | 10 | New Jersey | Cumberland | Withdrawn | Atlantic City Electric | Minotola 12kV | Minotola (SubstationID: 24498) |  |  | Document Posted | Withdrawn
PJM | X1-043 | 2011-03-30 | Solar PV | 2 | New Jersey | Burlington | Withdrawn | Public Service Electric and Gas Company (PSE&G) | Cox's Corner 13kV | Cox's Corner (SubstationID: 21169) |  |  | Document Posted | Document Posted | Not Required | Wholesale Market Participation Agreement | Not Required
PJM | X1-046 | 2011-03-31 | Solar PV | 8 | New Jersey | Sussex | Withdrawn | Jersey Central Power & Light | Branchville-N Newton #1 34kV | Branchville (SubstationID: 19577) - Newton (SubstationID: 42004) | Frankford | 34515 | Document Posted | Document Posted | Not Required | Wholesale Market Participation Agreement | Not Required
PJM | X1-048 | 2011-03-31 | Solar PV | 4 | New Jersey | Morris | Withdrawn | Jersey Central Power & Light | Kenvil 12.5kV |  |  |  | Document Posted | Withdrawn
PJM | X1-049 | 2011-03-31 | Solar PV | 2 | New Jersey | Middlesex | Withdrawn | Jersey Central Power & Light | Englishtown 12.5kV | Englishtown (SubstationID: 19172) | Monroe Sun Club | 34539 | Document Posted | Document Posted | Not Required | Wholesale Market Participation Agreement | Not Required
PJM | X1-050 | 2011-03-31 | Solar PV | 10 | New Jersey | Burlington | Withdrawn | Public Service Electric and Gas Company (PSE&G) | Lumberton 69kV | Lumberton (SubstationID: 19865) |  |  | Document Posted | Withdrawn
PJM | X1-051 | 2011-03-31 | Solar PV | 10 | New Jersey | Burlington | Withdrawn | Public Service Electric and Gas Company (PSE&G) | Lumberton 69kV | Lumberton (SubstationID: 19865) |  |  | Document Posted | Withdrawn
PJM | X1-052 | 2011-03-31 | Solar PV | 10 | New Jersey | Burlington | Withdrawn | Public Service Electric and Gas Company (PSE&G) | Lumberton 69kV | Lumberton (SubstationID: 19865) |  |  | Document Posted | Withdrawn
PJM | X1-054 | 2011-03-31 | Solar PV | 10 | New Jersey | Burlington | Withdrawn | Public Service Electric and Gas Company (PSE&G) | Burlington 26kV | Burlington (SubstationID: 11690) |  |  | Document Posted | Document Posted | Not Required | Wholesale Market Participation Agreement | Not Required
PJM | X1-055 | 2011-03-31 | Solar PV | 2 | New Jersey | Mercer | Withdrawn | Jersey Central Power & Light | Robbinsville |  |  |  | Document Posted | Withdrawn
PJM | X1-058A_DK2 | 2011-04-05 | Solar PV | 20 | Ohio | Butler | Withdrawn | Duke | Todhunter 69kV | Todhunter (SubstationID: 27480) |  |  | Document Posted | Withdrawn
PJM | X1-066 | 2011-04-18 | Solar PV | 1 | New Jersey | Atlantic | Withdrawn | Atlantic City Electric | Galloway Township 12kV |  |  |  | Document Posted | Document Posted | Withdrawn
PJM | X1-067 | 2011-04-19 | Solar PV | 20 | North Carolina | Washington | Withdrawn | Dominion | Plymouth | Plymouth NC (SubstationID: 63118) |  |  | Document Posted | Document Posted | Document Posted | Withdrawn | Withdrawn
PJM | X1-069 | 2011-04-22 | Solar PV | 10 | New Jersey | Hunterdon | Withdrawn | Jersey Central Power & Light | Frenchtown | Frenchtown (SubstationID: 19580) |  |  | Document Posted | Withdrawn
PJM | X1-070 | 2011-04-25 | Solar PV | 3.5 | New Jersey | Burlington | In Service | Public Service Electric and Gas Company (PSE&G) | Levittown 138kV | Levittown (SubstationID: 14081) | Mill Creek | 27110 | Document Posted | Document Posted | Not Required | Wholesale Market Participation Agreement | Not Required
PJM | X1-071 | 2011-04-25 | Solar PV | 0.9 | New Jersey | Burlington | In Service | Public Service Electric and Gas Company (PSE&G) | Cinnaminson 138kV | Cinnaminson (SubstationID: 14082) | PSE&G - Southern Headquarters (Moorestown) | 40039 | Document Posted | Document Posted | Not Required | Wholesale Market Participation Agreement | Not Required
PJM | X1-072 | 2011-04-26 | Solar PV | 1 | New Jersey | Bergen | In Service | Public Service Electric and Gas Company (PSE&G) | Hackensack 4kV | Hackensack (SubstationID: 50513) | Hackensack Solar Farm | 31963 | Document Posted | Document Posted | Not Required | Wholesale Market Participation Agreement | Not Required
PJM | X1-073 | 2011-04-27 | Solar PV | 12 | New Jersey | Warren | Withdrawn | Jersey Central Power & Light | Alpha-Gilbert 34kV | Gilbert Gas (SubstationID: 11696) | Pohatcong II Solar Farm | 51959 | Document Posted | Document Posted | Document Posted | Wholesale Market Participation Agreement | Not Required
PJM | X1-075 | 2011-04-27 | Solar PV | 4 | New Jersey | Sussex | Withdrawn | Jersey Central Power & Light | Sussex 12kV | Sussex (SubstationID: 19572) |  |  | Document Posted | Withdrawn
PJM | X1-076 | 2011-04-28 | Solar PV | 18 | New Jersey | Gloucester | Withdrawn | Atlantic City Electric | East Greenwich Township 12kV |  |  |  | Document Posted | Withdrawn
PJM | X1-077 | 2011-04-28 | Solar PV | 2.1 | New Jersey | Burlington | Withdrawn | Jersey Central Power & Light | Wrightstown 34.5kV | Wrightstown (SubstationID: 42681) | Saylors Pond Solar Farm | 34789 | Document Posted | Document Posted | Not Required | Wholesale Market Participation Agreement | Not Required
PJM | X1-079 | 2011-04-28 | Solar PV | 10 | New Jersey | Hunterdon | Withdrawn | Jersey Central Power & Light | Baptistown-Frenchtown #2 34kV | Baptistown (SubstationID: 19571) - Frenchtown (SubstationID: 19580) |  |  | Document Posted | Document Posted | Withdrawn
PJM | X1-081 | 2011-04-28 | Solar PV | 4 | New Jersey | Sussex | Withdrawn | Jersey Central Power & Light | Andover 12kV | Andover (SubstationID: 19578) |  |  | Document Posted | Withdrawn
PJM | X1-082 | 2011-04-28 | Solar PV | 12 | New Jersey | Warren | Withdrawn | Jersey Central Power & Light | Hazen Switch Point-Warren 34kV | Point (SubstationID: 51340) - Warren Glen (SubstationID: 19543) | Quarry Road | 34527 | Document Posted | Document Posted | Not Required | Wholesale Market Participation Agreement | Not Required
PJM | X1-083 | 2011-04-28 | Solar PV | 6 | New Jersey | Salem | Withdrawn | Atlantic City Electric | Salem 12kV | Salem (SubstationID: 14152) |  |  | Document Posted | Withdrawn
PJM | X1-085 | 2011-04-29 | Solar PV | 5 | New Jersey | Monmouth | In Service | Jersey Central Power & Light | Hornerstown-Windsor 34kV | Hornerstown (SubstationID: 19584) - Windsor (SubstationID: 48468) | Hornerstown | 45671 | Document Posted | Document Posted | Not Required | Wholesale Market Participation Agreement | Not Required
PJM | X1-086 | 2011-04-29 | Solar PV | 9.7 | Pennsylvania | Franklin | Withdrawn | Allegheny Power | Guilford 34.5kV | Guilford (SubstationID: 19587) |  |  | Document Posted | Withdrawn
PJM | X1-088 | 2011-04-29 | Solar PV | 17 | New Jersey | Hunterdon | Withdrawn | Jersey Central Power & Light | Franklin #2 | Franklin (SubstationID: 20982) |  |  | Document Posted | Document Posted | Not Required | Wholesale Market Participation Agreement | Not Required
PJM | X1-089 | 2011-04-29 | Solar PV | 17 | New Jersey | Warren | Withdrawn | Jersey Central Power & Light | Franklin #3 | Franklin (SubstationID: 20982) |  |  | Document Posted | Withdrawn
PJM | X1-090 | 2011-04-29 | Solar PV | 10 | New Jersey | Mercer | Withdrawn | Public Service Electric and Gas Company (PSE&G) | Yardville 138kV | Yardville (SubstationID: 46956) |  |  | Document Posted | Document Posted | Not Required | Wholesale Market Participation Agreement | Not Required
PJM | X1-091 | 2011-04-29 | Solar PV | 1.9 | New Jersey | Cumberland | Withdrawn | Atlantic City Electric | Bridgeton 12kV |  |  |  | Document Posted | Withdrawn
PJM | X1-092 | 2011-04-29 | Solar PV | 1.9 | New Jersey | Cumberland | Withdrawn | Atlantic City Electric | Newport 12kV | Newport (SubstationID: 19534) |  |  | Document Posted | Withdrawn
PJM | X1-093 | 2011-04-29 | Solar PV | 4 | New Jersey | Warren | Withdrawn | Jersey Central Power & Light | Pequest 12kV | Pequest River (SubstationID: 42688) |  |  | Document Posted | Withdrawn
PJM | X1-094 | 2011-04-29 | Solar PV | 17 | New Jersey | Morris | Withdrawn | Jersey Central Power & Light | Flanders-Saxton Fall 34kV | Flanders (SubstationID: 56928) | Mount Olive Solar Farm | 51960 | Document Posted | Document Posted | Document Posted | Wholesale Market Participation Agreement | Not Required
PJM | X1-095 | 2011-04-29 | Solar PV | 3 | New Jersey | Somerset | In Service | Jersey Central Power & Light | Bernardsville 12kV | Bernardsville (SubstationID: 41306) | Bernards Landfill | 34523 | Document Posted | Document Posted | Not Required | Wholesale Market Participation Agreement | Not Required
PJM | X1-096 | 2011-04-29 | Wind | 150 | Maryland | Somerset | Withdrawn | Delmarva Power & Light Company | Loretto-Kings Creek 138kV | Kings Creek (SubstationID: 25932) | Great Bay Wind Energy Center | 37795 | Document Posted | Document Posted | Document Posted | Document Posted | Document Posted
PJM | X1-099 | 2011-04-29 | Solar PV | 6 | Illinois | Will | Withdrawn | ComEd (Commonwealth Edison) | Woodhill 12kV | Woodhill (SubstationID: 25403) |  |  | Document Posted | Document Posted | Not Required | Withdrawn | Not Required
PJM | X1-100 | 2011-04-29 | Solar PV | 4 | New Jersey | Sussex | Withdrawn | Jersey Central Power & Light | Branchville 12kV | Branchville (SubstationID: 19577) |  |  | Document Posted | Document Posted | Not Required | Wholesale Market Participation Agreement | Not Required
PJM | X1-101 | 2011-04-29 | Solar PV | 8 | New Jersey | Hunterdon | Withdrawn | Jersey Central Power & Light | Clinton-Round Valley 34.5kV |  |  |  | Document Posted | Withdrawn
PJM | X1-102 | 2011-04-29 | Solar PV | 9.5 | New Jersey | Warren | Withdrawn | Jersey Central Power & Light | Stewartsville-Captive Plastics 34.5kV | Captive Plastics (SubstationID: 19538) - Stewartsville (SubstationID: 19537) |  |  | Document Posted | Withdrawn
PJM | X1-103 | 2011-04-29 | Solar PV | 4 | New Jersey | Sussex | Withdrawn | Jersey Central Power & Light | Branchville-Sussex 34.5kV | Branchville (SubstationID: 19577) - Sussex (SubstationID: 19572) |  |  | Document Posted | Withdrawn
PJM | X1-104 | 2011-04-29 | Solar PV | 2.5 | New Jersey | Hunterdon | Withdrawn | Jersey Central Power & Light | Baptistown-Frenchtown 34.5kV | Baptistown (SubstationID: 19571) - Frenchtown (SubstationID: 19580) |  |  | Document Posted | Withdrawn
PJM | X1-105 | 2011-04-29 | Solar PV | 11.2 | New Jersey | Sussex | Withdrawn | Jersey Central Power & Light | Branchville-Holiday Lakes 34.5kV | Branchville (SubstationID: 19577) - Holiday Lakes (SubstationID: 54806) |  |  | Document Posted | Document Posted | Withdrawn
PJM | X1-106 | 2011-04-29 | Solar PV | 16.8 | New Jersey | Sussex | Withdrawn | Jersey Central Power & Light | Sussex | Sussex (SubstationID: 19572) |  |  | Document Posted | Document Posted | Withdrawn
PJM | X1-107 | 2011-04-29 | Solar PV | 2.8 | New Jersey | Sussex | Withdrawn | Jersey Central Power & Light | Hopatcong | Hopatcong Switching Station (SubstationID: 20535) |  |  | Document Posted | Withdrawn
PJM | X1-110 | 2011-04-29 | Solar PV | 2 | New Jersey | Cape May | Withdrawn | Atlantic City Electric | Lower Township 12kV |  | Lower Township, NJ | 51961 | Document Posted | Document Posted | Document Posted | Wholesale Market Participation Agreement | Not Required
PJM | X1-111 | 2011-04-29 | Solar PV | 1.6 | New Jersey | Ocean | Withdrawn | Jersey Central Power & Light | Jackson |  |  |  | Document Posted | Withdrawn
PJM | X1-112 | 2011-04-29 | Wind | 20 | New Jersey | Salem | Withdrawn | Atlantic City Electric | Pennsville 12kV | Valley - Pennsville Twp (SubstationID: 52160) |  |  | Document Posted | Withdrawn
PJM | X1-113 | 2011-04-29 | Solar PV | 10 | New Jersey | Mercer | Withdrawn | Public Service Electric and Gas Company (PSE&G) | Lawrence 26kV | Lawrence (SubstationID: 21970) |  |  | Document Posted | Document Posted | Not Required | Wholesale Market Participation Agreement | Not Required
PJM | X1-114 | 2011-04-29 | Solar PV | 2 | New Jersey | Sussex | Withdrawn | Jersey Central Power & Light | Holiday Lakes 12kV | Holiday Lakes (SubstationID: 54806) | Sandyston | 34516 | Document Posted | Document Posted | Not Required | Wholesale Market Participation Agreement | Not Required
PJM | X1-115 | 2011-04-29 | Solar PV | 1 | New Jersey | Sussex | Withdrawn | Jersey Central Power & Light | Andover | Andover (SubstationID: 19578) |  |  | Document Posted | Withdrawn
PJM | X1-116 | 2011-04-29 | Solar PV | 7 | New Jersey | Sussex | Withdrawn | Jersey Central Power & Light | Branchville-N Newton #2 34kV | Branchville (SubstationID: 19577) - Newton (SubstationID: 42004) | Frankford Solar Farm | 51962 | Document Posted | Document Posted | Not Required | Wholesale Market Participation Agreement | Not Required
PJM | X1-117 | 2011-04-29 | Solar PV | 3 | New Jersey | Sussex | Withdrawn | Jersey Central Power & Light | Hampton |  |  |  | Withdrawn
PJM | X1-118 | 2011-04-29 | Solar PV | 4 | New Jersey | Sussex | Withdrawn | Jersey Central Power & Light | Hampton #2 |  |  |  | Withdrawn
PJM | X1-119 | 2011-04-29 | Solar PV | 4 | New Jersey | Sussex | Withdrawn | Jersey Central Power & Light | Andover #2 | Andover (SubstationID: 19578) |  |  | Withdrawn
PJM | X2-002 | 2011-05-04 | Solar PV | 11.2 | New Jersey | Somerset | Withdrawn | Public Service Electric and Gas Company (PSE&G) | Somerville 13kV | Somerville (SubstationID: 34689) |  |  | Document Posted | Withdrawn
PJM | X2-003 | 2011-05-04 | Solar PV | 2.1 | New Jersey | Bergen | Withdrawn | Public Service Electric and Gas Company (PSE&G) | East Rutherford 13kV | East Rutherford (SubstationID: 21971) |  |  | Withdrawn
PJM | X2-001 | 2011-05-04 | Solar PV | 8 | New Jersey | Monmouth | Withdrawn | Jersey Central Power & Light | Howell | Howell (SubstationID: 13547) |  |  | Document Posted | Withdrawn
PJM | X2-004 | 2011-05-05 | Solar PV | 20 | Pennsylvania | Cumberland | Withdrawn | PPL Electric Utilities | Cumberland-W. Shore #1 69kV |  |  |  | Document Posted | Withdrawn
PJM | X2-005 | 2011-05-05 | Solar PV | 20 | Pennsylvania | Cumberland | Withdrawn | PPL Electric Utilities | Cumberland-W. Shore #2 69kV |  |  |  | Document Posted | Withdrawn
PJM | X2-007 | 2011-05-12 | Solar PV | 15 | Pennsylvania | Wayne | Withdrawn | PPL Electric Utilities | Peckville-Varden 69kV | Peckville (SubstationID: 13011) - Varden (SubstationID: 36208) |  |  | Document Posted | Document Posted | Document Posted | Withdrawn | Withdrawn
PJM | X2-014 | 2011-05-23 | Solar PV | 10 | New Jersey | Burlington | Withdrawn | Public Service Electric and Gas Company (PSE&G) | Trenton 26kV | Trenton (SubstationID: 21973) |  |  | Document Posted | Document Posted | Not Required | Wholesale Market Participation Agreement | Not Required
PJM | X2-015 | 2011-05-23 | Solar PV | 2.3 | New Jersey | Burlington | Withdrawn | Public Service Electric and Gas Company (PSE&G) | Mt. Holly 26kV | Mt Holly (SubstationID: 28723) |  |  | Document Posted | Document Posted | Not Required | Withdrawn | Not Required
PJM | X2-016 | 2011-05-24 | Solar PV | 10 | New Jersey | Gloucester | Withdrawn | Atlantic City Electric | Harrison Township 12kV |  |  |  | Document Posted | Document Posted | Withdrawn
PJM | X2-017 | 2011-05-24 | Solar PV | 10 | New Jersey | Gloucester | Withdrawn | Atlantic City Electric | Elk Township 12kV #1 |  |  |  | Document Posted | Document Posted | Withdrawn
PJM | X2-018 | 2011-05-24 | Solar PV | 10 | New Jersey | Gloucester | Withdrawn | Atlantic City Electric | Elk Township 12kV #2 |  |  |  | Document Posted | Document Posted | Withdrawn
PJM | X2-020 | 2011-05-26 | Wind | 200 | Pennsylvania | Erie | Withdrawn | Pennsylvania Electric Company (Penelec) | Erie East 230 kV | Erie East (SubstationID: 55391) |  |  | Document Posted | Withdrawn
PJM | X2-021 | 2011-05-27 | Wind | 153.8 | Pennsylvania | Erie | Withdrawn | Pennsylvania Electric Company (Penelec) | Erie East 230kV | Erie East (SubstationID: 55391) |  |  | Document Posted | Document Posted | Withdrawn
PJM | X2-022 | 2011-05-31 | Wind | 250 | Illinois | Logan | In Service | ComEd (Commonwealth Edison) | Brokaw-Lanesville | Brokaw (SubstationID: 20215) - Lanesville (SubstationID: 22858) | Hilltopper Wind | 41298 | Document Posted | Document Posted | Document Posted | Document Posted | Document Posted
PJM | X2-023 | 2011-05-31 | Wind | 51 | Pennsylvania | Sullivan | Withdrawn | Pennsylvania Electric Company (Penelec) | North Mashoppen-Mehoopany 115kV |  |  |  | Document Posted | Document Posted | Withdrawn
PJM | X2-024 | 2011-05-31 | Solar PV | 2 | New Jersey | Salem | Withdrawn | Atlantic City Electric | Lower Alloways Creek 12kV | Creek (SubstationID: 51221) |  |  | Document Posted | Withdrawn
PJM | X2-027 | 2011-05-31 | Solar PV | 2 | New Jersey | Salem | Withdrawn | Atlantic City Electric | Quinton 12kV | Quinton (SubstationID: 19560) | Quinton Township I & II | 41003 | Document Posted | Document Posted | Document Posted | Document Posted | Document Posted
PJM | X2-028 | 2011-05-31 | Solar PV | 3 | New Jersey | Salem | Withdrawn | Atlantic City Electric | Quinton Township 12kV | Quinton (SubstationID: 19560) |  |  | Document Posted | Document Posted | Withdrawn
PJM | X2-031 | 2011-05-31 | Wind | 50 | Pennsylvania | Cambria | Withdrawn | Pennsylvania Electric Company (Penelec) | Krayn 115kV | Krayn (SubstationID: 55687) | Highland III Wind Farm | 51963 | Document Posted | Document Posted | Document Posted | Document Posted | Document Posted
PJM | X2-033 | 2011-06-03 | Solar PV | 3 | New Jersey | Burlington | Withdrawn | Public Service Electric and Gas Company (PSE&G) | Trenton 26kV | Trenton (SubstationID: 21973) |  |  | Document Posted | Document Posted | Not Required | Wholesale Market Participation Agreement | Not Required
PJM | X2-035 | 2011-06-06 | Solar PV | 8 | New Jersey | Somerset | Withdrawn | Public Service Electric and Gas Company (PSE&G) | Sunnymeade Road 13kV) | Sunnymeade (SubstationID: 35288) | Valley Road Solar | 34511 | Document Posted | Document Posted | Not Required | Wholesale Market Participation Agreement | Not Required
PJM | X2-036 | 2011-06-06 | Solar PV | 4 | New Jersey | Hunterdon | Withdrawn | Jersey Central Power & Light | Whitehouse |  |  |  | Document Posted | Withdrawn
PJM | X2-037 | 2011-06-08 | Wind - Offshore | 350 | New Jersey | Atlantic | Withdrawn | Atlantic City Electric | Lewis 138kV | Lewis (SubstationID: 19822) |  |  | Document Posted | Withdrawn
PJM | X2-039 | 2011-06-15 | Wind | 100 | Ohio | Ashland | Withdrawn | American Transmission Systems, Inc. (ATSI) | Brookside-Cloverdale 138kV | Brookside (SubstationID: 38663) - Cloverdale (SubstationID: 21215) |  |  | Document Posted | Withdrawn
PJM | X2-044 | 2011-06-24 | Solar PV | 2 | New Jersey | Camden | Withdrawn | Atlantic City Electric | Winslow 12kV | Winslow (SubstationID: 24551) |  |  | Document Posted | Withdrawn
PJM | X2-045 | 2011-06-27 | Solar PV | 20 | Maryland | Worcester | Withdrawn | Delmarva Power & Light Company | Kenney-Mt. Olive 69kV | Kenney (SubstationID: 21138) - Mt. Olive (SubstationID: 41809) |  |  | Document Posted | Document Posted | Withdrawn
PJM | X2-046 | 2011-06-27 | Solar PV | 20 | Delaware | Sussex | Withdrawn | Delmarva Power & Light Company | Sussex County | Sussex (SubstationID: 19572) |  |  | Document Posted | Document Posted | Withdrawn
PJM | X2-047 | 2011-06-28 | Solar PV | 10 | New Jersey | Salem | Withdrawn | Atlantic City Electric | Oldmans Township 12kV |  |  |  | Document Posted | Document Posted | Withdrawn
PJM | X2-048 | 2011-06-28 | Solar PV | 10 | New Jersey | Gloucester | Withdrawn | Atlantic City Electric | South Harrison Township 12kV |  |  |  | Document Posted | Document Posted | Withdrawn
PJM | X2-051 | 2011-06-28 | Solar PV | 8 | Ohio | Unknown | Withdrawn | American Electric Power (AEP) |  |  |  |  | Withdrawn
PJM | X2-054 | 2011-06-30 | Solar PV | 10 | New Jersey | Hunterdon | Withdrawn | Jersey Central Power & Light | Franklin | Quakertown Solar II (SubstationID: 55727) | Quakertown Solar Farm II | 59987 | Document Posted | Document Posted | Not Required | Wholesale Market Participation Agreement | Not Required
PJM | X2-056 | 2011-06-30 | Solar PV | 1.9 | New Jersey | Cumberland | Withdrawn | Atlantic City Electric | Greenwich 12kV |  |  |  | Document Posted | Withdrawn
PJM | X2-057 | 2011-06-30 | Solar PV | 4.1 | New Jersey | Warren | Withdrawn | Jersey Central Power & Light | White |  |  |  | Document Posted | Withdrawn
PJM | X2-058 | 2011-06-30 | Wind | 149.5 | Ohio | Hancock | Withdrawn | American Electric Power (AEP) | Buckley Road 138kV | Buckley Road (SubstationID: 38706) |  |  | Document Posted | Document Posted | Withdrawn
PJM | X2-059 | 2011-06-30 | Solar PV | 10 | New Jersey | Monmouth | Withdrawn | Jersey Central Power & Light | Freehold | Freehold (SubstationID: 55668) | Cloverleaf | 34509 | Document Posted | Document Posted | Not Required | Wholesale Market Participation Agreement | Not Required
PJM | X2-062 | 2011-06-30 | Solar PV | 5 | New Jersey | Burlington | Withdrawn | Jersey Central Power & Light | North Hanover |  |  |  | Document Posted | Withdrawn
PJM | X2-068 | 2011-07-19 | Solar PV | 10 | New Jersey | Warren | Withdrawn | Jersey Central Power & Light | Lopatcong |  |  |  | Document Posted | Withdrawn
PJM | X2-069 | 2011-07-19 | Solar PV | 5 | New Jersey | Gloucester | Withdrawn | Atlantic City Electric | Swedesboro |  |  |  | Document Posted | Withdrawn
PJM | X2-070 | 2011-07-19 | Solar PV | 10 | New Jersey | Mercer | Withdrawn | Jersey Central Power & Light | Hightstown |  |  |  | Withdrawn
PJM | X2-071 | 2011-07-19 | Solar PV | 5 | New Jersey | Salem | Withdrawn | Atlantic City Electric | Beckett | Beckett - Woolwich (SubstationID: 24522) |  |  | Document Posted | Withdrawn
PJM | X2-074 | 2011-07-25 | Solar PV | 1 | New Jersey | Camden | Withdrawn | Atlantic City Electric | Gibbsboro 12kV |  |  |  | Document Posted | Document Posted | Withdrawn
PJM | X2-075 | 2011-07-26 | Solar PV | 6 | New Jersey | Hunterdon | In Service | Jersey Central Power & Light | Flemington | East Flemington (SubstationID: 19880) | Junction Road | 34507 | Document Posted | Document Posted | Not Required | Wholesale Market Participation Agreement | Not Required
PJM | X2-077 | 2011-07-28 | Solar PV | 10 | Ohio | Darke | Withdrawn | Dayton Power & Light (DPL) | Hursch Road 69kV | Hursch Rd (SubstationID: 63591) |  |  | Withdrawn
PJM | X2-081 | 2011-07-28 | Solar PV | 1.5 | New Jersey | Warren | Withdrawn | Jersey Central Power & Light | Phillipsburg | Phillipsburg (SubstationID: 42680) |  |  | Withdrawn
PJM | X2-084 | 2011-07-29 | Solar PV | 19.6 | Maryland | Dorchester | Withdrawn | Delmarva Power & Light Company | East New Market 69kV | East New Market (SubstationID: 25965) |  |  | Document Posted | Document Posted | Withdrawn
PJM | X2-085 | 2011-07-29 | Solar PV | 14 | Ohio | Summit | Withdrawn | American Transmission Systems, Inc. (ATSI) | BarbertonñSeiberling 23kV | Barberton (SubstationID: 19844) | Barberton | 34334 | Document Posted | Document Posted | Not Required | Wholesale Market Participation Agreement | Not Required
PJM | X2-087 | 2011-07-29 | Solar PV | 1 | New Jersey | Union | In Service | Public Service Electric and Gas Company (PSE&G) | Doremus 13kV | Doremus Place (SubstationID: 13870) | Community Food Bank of New Jersey - Hillside | 34326 | Document Posted | Document Posted | Not Required | Wholesale Market Participation Agreement | Not Required
PJM | X2-088 | 2011-07-29 | Solar PV | 2.4 | New Jersey | Middlesex | In Service | Public Service Electric and Gas Company (PSE&G) | Devils Brook 13kV | Devils Brook (SubstationID: 40318) | Granite South Brunswick - Docks Corner Rd | 35235 | Document Posted | Document Posted | Not Required | Wholesale Market Participation Agreement | Not Required
PJM | X2-089 | 2011-07-29 | Solar PV | 2 | New Jersey | Middlesex | In Service | Public Service Electric and Gas Company (PSE&G) | Pierson Avenue 13kV | Pierson Ave. (SubstationID: 39964) | Summit Associates Solar Project | 45670 | Document Posted | Document Posted | Not Required | Wholesale Market Participation Agreement | Not Required
PJM | X2-091 | 2011-07-29 | Solar PV | 10 | Illinois | Cook | Withdrawn | ComEd (Commonwealth Edison) | Hegewisch 34kV | Hegewisch (SubstationID: 25233) |  |  | Document Posted | Document Posted | Not Required | Withdrawn | Not Required
PJM | X2-092 | 2011-07-29 | Solar PV | 10 | Illinois | Livingston | Withdrawn | ComEd (Commonwealth Edison) | Cornell 34.5kV | Cornell-S42 (SubstationID: 51922) |  |  | Document Posted | Document Posted | Not Required | Withdrawn | Not Required
PJM | X2-093 | 2011-07-29 | Solar PV | 10 | Illinois | Livingston | Withdrawn | ComEd (Commonwealth Edison) | Pontiac-Midpoint 34.5kV | Pontiac-471 (SubstationID: 51649) - Pontiac-Midpoint (SubstationID: 953) |  |  | Document Posted | Document Posted | Not Required | Withdrawn | Not Required
PJM | X2-094 | 2011-07-29 | Solar PV | 3 | New Jersey | Middlesex | Withdrawn | Public Service Electric and Gas Company (PSE&G) | Green Brook 13kV | Green Brook (SubstationID: 21185) |  |  | Document Posted | Document Posted | Not Required | Withdrawn | Not Required
PJM | X2-095 | 2011-07-29 | Solar PV | 1.8 | New Jersey | Cape May | Withdrawn | Atlantic City Electric | Cape May Court House 12kV | Court (SubstationID: 24502) |  |  | Withdrawn
PJM | X2-096 | 2011-07-29 | Solar PV | 4 | New Jersey | Sussex | Withdrawn | Jersey Central Power & Light | Wantage |  |  |  | Withdrawn
PJM | X2-097 | 2011-07-29 | Solar PV | 10 | New Jersey | Sussex | Withdrawn | Jersey Central Power & Light | Andover | Andover (SubstationID: 19578) |  |  | Withdrawn
PJM | X2-099 | 2011-07-29 | Solar PV | 10 | New Jersey | Sussex | Withdrawn | Jersey Central Power & Light | Sparta-Woodruff's Gap 34kV |  |  |  | Document Posted | Document Posted | Not Required | Wholesale Market Participation Agreement | Not Required
PJM | X2-100 | 2011-07-29 | Wind | 14.4 | New Jersey | Salem | Withdrawn | Atlantic City Electric | Woodstown-Laurel 69kV | Laurel Street - Bridge (SubstationID: 24506) - Woodstown - Pilesgrove (SubstationID: 24518) |  |  | Document Posted | Document Posted | Withdrawn
PJM | X2-101 | 2011-07-29 | Wind | 18 | New Jersey | Salem | Withdrawn | Atlantic City Electric | Upper Pittsgrove 138kV | Upper Pittsgrove (SubstationID: 20991) |  |  | Document Posted | Document Posted | Withdrawn
PJM | X2-098 | 2011-07-29 | Solar PV | 10 | New Jersey | Warren | Withdrawn | Jersey Central Power & Light | Lopatcong #2 |  |  |  | Withdrawn
PJM | X3-001 | 2011-08-01 | Solar PV | 1.8 | Ohio | Hancock | Withdrawn | American Electric Power (AEP) | West Melrose 34.5kV | West Melrose (SubstationID: 47081) | Edgewood Findaly | 45669 | Document Posted | Document Posted | Not Required | Wholesale Market Participation Agreement | Not Required
PJM | X3-002 | 2011-08-01 | Solar PV | 3.4 | Ohio | Darke | Withdrawn | Dayton Power & Light (DPL) | Greenville 12kV | Greenville (SubstationID: 17774) | Greenville Solar | 34500 | Document Posted | Document Posted | Not Required | Wholesale Market Participation Agreement | Not Required
PJM | X3-005 | 2011-08-08 | Solar PV | 9 | Illinois | Cook | In Service | ComEd (Commonwealth Edison) | Wildwood 12kV | Wildwood (SubstationID: 25254) | Exelon City Solar | 8401 | Document Posted | Document Posted | Not Required | Document Posted | Not Required
PJM | X3-007 | 2011-08-08 | Solar PV | 2 | New Jersey | Burlington | Withdrawn | Public Service Electric and Gas Company (PSE&G) | Bustleton 13kV | Bustleton (SubstationID: 38746) | LB Solar | 51964 | Document Posted | Document Posted | Not Required | Wholesale Market Participation Agreement | Not Required
PJM | X3-008 | 2011-08-12 | Solar PV | 20 | Maryland | Anne Arundel | Under Construction | Delmarva Power & Light Company | Todd 69kV | Todd (SubstationID: 19854) | Todd Solar Energy Center | 41004 | Document Posted | Document Posted | Document Posted | Wholesale Market Participation Agreement | Not Required
PJM | X3-009 | 2011-08-12 | Solar PV | 20 | Maryland | Dorchester | Withdrawn | Delmarva Power & Light Company | New Market 69kV | New Market (SubstationID: 38918) |  |  | Document Posted | Document Posted | Withdrawn
PJM | X3-010 | 2011-08-15 | Solar PV | 3 | New Jersey | Warren | Withdrawn | Jersey Central Power & Light | Franklin #1 | Franklin (SubstationID: 20982) |  |  | Document Posted | Withdrawn
PJM | X3-011 | 2011-08-15 | Solar PV | 5 | New Jersey | Warren | Withdrawn | Jersey Central Power & Light | Franklin #2 | Franklin (SubstationID: 20982) | Broadway - Beidelman Road | 34494 | Document Posted | Document Posted | Not Required | Wholesale Market Participation Agreement | Not Required
PJM | X3-013 | 2011-08-15 | Solar PV | 8 | New Jersey | Cape May | Withdrawn | Atlantic City Electric | Wildwood Crest 12kV |  |  |  | Document Posted | Withdrawn
PJM | X3-015 | 2011-08-22 | Solar PV | 19.5 | Maryland | Dorchester | Withdrawn | Delmarva Power & Light Company | West Cambridge-Vienna 69kV | Vienna (SubstationID: 1426) - West Cambridge (SubstationID: 25995) | Linkwood | 41008 | Document Posted | Document Posted | Document Posted | Document Posted | Document Posted
PJM | X3-016 | 2011-08-23 | Solar PV | 10 | New Jersey | Salem | Withdrawn | Atlantic City Electric | Carneys Point Township 12kV |  |  |  | Document Posted | Withdrawn
PJM | X3-017 | 2011-08-29 | Solar PV | 2 | New Jersey | Salem | Withdrawn | Atlantic City Electric | Elsinboro Township 12kV |  |  |  | Document Posted | Withdrawn
PJM | X3-018 | 2011-08-29 | Solar PV | 2 | New Jersey | Cumberland | Withdrawn | Atlantic City Electric | Vineland 12kV | Vineland Central (SubstationID: 20060) |  |  | Withdrawn
PJM | X3-022 | 2011-08-29 | Solar PV | 100 | Pennsylvania | Adams | Withdrawn | Metropolitan Edison Company | Hunterstown-Jackson 138kV | Hunterstown (SubstationID: 54813) - Jackson (SubstationID: 19402) |  |  | Document Posted | Withdrawn
PJM | X3-023 | 2011-08-29 | Wind | 60 | Ohio | Huron | Withdrawn | American Electric Power (AEP) | S. Greenwich-Willard 69kV | Greenwich (SubstationID: 42290) - South Greenwich (SubstationID: 42291) | Crossroads Wind Power | 35487 | Document Posted | Document Posted | Document Posted
PJM | X3-024 | 2011-08-29 | Solar PV | 1.8 | New Jersey | Cape May | Withdrawn | Atlantic City Electric | Cape May Court House | Court (SubstationID: 24502) |  |  | Document Posted | Withdrawn
PJM | X3-025 | 2011-08-29 | Solar PV | 4.3 | New Jersey | Warren | Withdrawn | Jersey Central Power & Light | Morris Park 12kV | Morris Park (SubstationID: 42637) |  |  | Document Posted | Withdrawn
PJM | X3-026 | 2011-08-29 | Solar PV | 1 | New Jersey | Atlantic | Withdrawn | Atlantic City Electric | Buena Vista Township 12kV |  |  |  | Document Posted | Withdrawn
PJM | X3-027 | 2011-08-29 | Solar PV | 10 | New Jersey | Ocean | Withdrawn | Atlantic City Electric | Ocean | Ocean Peaking Power (SubstationID: 18120) |  |  | Document Posted | Withdrawn
PJM | X3-030 | 2011-08-30 | Wind | 245 | Ohio | Marion | Withdrawn | Dayton Power & Light (DPL) | Shelby-S.W. Lima 345kV | Shelby (SubstationID: 21039) - Southwest Lima (SubstationID: 19981) |  |  | Document Posted | Document Posted | Withdrawn
PJM | X3-031 | 2011-08-30 | Wind | 150 | Ohio | Allen | Withdrawn | American Electric Power (AEP) | Southwest Lima-West Moulton 138kV | Southwest Lima (SubstationID: 19981) - West Moulton (SubstationID: 37010) |  |  | Document Posted | Withdrawn
PJM | X3-033 | 2011-08-31 | Solar PV | 16 | New Jersey | Sussex | Withdrawn | Jersey Central Power & Light | Green | Green Village (SubstationID: 19692) |  |  | Document Posted | Withdrawn
PJM | X3-034 | 2011-08-31 | Solar PV | 20 | Pennsylvania | Washington | Withdrawn | Allegheny Power | Hunterstown-Jackson 130kV | Hunterstown (SubstationID: 54813) - Jackson (SubstationID: 19402) | Claysville | 28314 | Document Posted | Document Posted | Withdrawn
PJM | X3-035 | 2011-08-31 | Solar PV | 5 | New Jersey | Warren | Withdrawn | Jersey Central Power & Light | Mansfield |  |  |  | Document Posted | Withdrawn
PJM | X3-036 | 2011-08-31 | Wind | 150 | West Virginia | Grant | Withdrawn | Allegheny Power | William 138kV | William (SubstationID: 41524) |  |  | Document Posted | Withdrawn
PJM | X3-040 | 2011-08-31 | Wind | 18 | Virginia | Northampton | Withdrawn | Old Dominion Electric Cooperative | Weirwood-Eastville 69kV | Eastville (SubstationID: 56575) - Weirwood (SubstationID: 56576) | Northampton - X3-040 | 51965 | Document Posted | Document Posted | Withdrawn
PJM | X3-041 | 2011-08-31 | Solar PV | 14.9 | Delaware | Sussex | Withdrawn | Delmarva Power & Light Company | Milton |  | Milton | 51966 | Document Posted | Document Posted | Not Required | Wholesale Market Participation Agreement | Not Required
PJM | X3-038 | 2011-08-31 | Solar PV | 20 | New Jersey | Ocean | Withdrawn | Jersey Central Power & Light | Manchester | Manchester (SubstationID: 63140) |  |  | Document Posted | Withdrawn
PJM | X3-043 | 2011-09-12 | Solar PV | 12 | New Jersey | Burlington | Withdrawn | Atlantic City Electric | Lumberton 69kV | Lumberton (SubstationID: 19865) - Roseland (SubstationID: 615) | Warfield I | 34490 | Document Posted | Document Posted | Not Required | Wholesale Market Participation Agreement | Not Required
PJM | X3-047 | 2011-09-26 | Wind - Offshore | 5 | Virginia | Northampton | Withdrawn | Old Dominion Electric Cooperative | Bayview 25kV | Bayview (SubstationID: 37705) |  |  | Document Posted | Withdrawn
PJM | X3-053 | 2011-09-29 | Solar PV | 17.7 | Ohio | Medina | Withdrawn | American Transmission Systems, Inc. (ATSI) | Homer-Seville 69kV | Homer (SubstationID: 47122) - Seville (SubstationID: 17597) |  |  | Document Posted | Document Posted | Withdrawn
PJM | X3-054 | 2011-09-29 | Solar PV | 4.9 | New Jersey | Sussex | Withdrawn | Jersey Central Power & Light | Sussex | Sussex (SubstationID: 19572) |  |  | Document Posted | Document Posted | Not Required | Wholesale Market Participation Agreement | Not Required
PJM | X3-059 | 2011-10-10 | Solar PV | 20 | Ohio | Marion | Withdrawn | American Transmission Systems, Inc. (ATSI) | Roberts 34.5kV | Roberts (SubstationID: 686) |  |  | Document Posted | Document Posted | Not Required | Withdrawn | Not Required
PJM | X3-060 | 2011-10-10 | Solar PV | 2 | New Jersey | Cumberland | Withdrawn | Atlantic City Electric | Fairfield Twp 1 12kV | Fairfield (SubstationID: 34290) |  |  | Withdrawn
PJM | X3-061 | 2011-10-10 | Solar PV | 2 | New Jersey | Cumberland | Withdrawn | Atlantic City Electric | Fairfield Twp 2 12kV | Fairfield (SubstationID: 34290) |  |  | Withdrawn
PJM | X3-062 | 2011-10-11 | Solar PV | 20 | Pennsylvania | Franklin | Withdrawn | Allegheny Power | Mercersburg-Milnor 34.5kV | Mercersburg (SubstationID: 48622) - Milnor (SubstationID: 48626) |  |  | Document Posted | Document Posted | Withdrawn
PJM | X3-066 | 2011-10-13 | Solar PV | 6 | Maryland | Queen Anne's | In Service | Delmarva Power & Light Company | Church Hill 69kV | Price (SubstationID: 19850) | Church Hill | 34482 | Document Posted | Document Posted | Document Posted | Wholesale Market Participation Agreement | Not Required
PJM | X3-067 | 2011-10-13 | Solar PV | 2 | Maryland | Queen Anne's | Withdrawn | Delmarva Power & Light Company | Church Hill 12kV |  |  |  | Document Posted | Withdrawn
PJM | X3-069 | 2011-10-19 | Solar PV | 4 |  | N/a | Withdrawn | Jersey Central Power & Light | Hamilton |  |  |  | Withdrawn
PJM | X3-071 | 2011-10-28 | Solar PV | 10 | Delaware | Sussex | Withdrawn | Delmarva Power & Light Company | Sussex County 12kV | Sussex (SubstationID: 19572) |  |  | Document Posted | Document Posted | Not Required | Wholesale Market Participation Agreement | Not Required
PJM | X3-072 | 2011-10-28 | Solar PV | 10.5 | New Jersey | Sussex | Withdrawn | Jersey Central Power & Light | Lafayette |  |  |  | Document Posted | Withdrawn
PJM | X3-073 | 2011-10-28 | Solar PV | 9.8 | Maryland | Kent | Withdrawn | Delmarva Power & Light Company | Massey 69kV | Massey (SubstationID: 25979) |  |  | Document Posted | Withdrawn
PJM | X3-074 | 2011-10-28 | Solar PV | 11.9 | Maryland | Kent | Withdrawn | Delmarva Power & Light Company | Chestertown 69kV | Chestertown (SubstationID: 25961) |  |  | Document Posted | Document Posted | Withdrawn
PJM | X3-075 | 2011-10-28 | Solar PV | 3 | New Jersey | Camden | In Service | Public Service Electric and Gas Company (PSE&G) | Runnemede 13kV | Runnemeade (SubstationID: 34040) | Owens Corning Solar | 27749 | Document Posted | Document Posted | Not Required | Wholesale Market Participation Agreement | Not Required
PJM | X3-077 | 2011-10-31 | Solar PV | 10 | Delaware | Sussex | Withdrawn | Delmarva Power & Light Company | Sussex County 12kV | Sussex (SubstationID: 19572) |  |  | Document Posted | Document Posted | Not Required | Wholesale Market Participation Agreement | Not Required
PJM | X3-079 | 2011-10-31 | Solar PV | 16 | New Jersey | Ocean | Withdrawn | Jersey Central Power & Light | Oyster Creek-Waretown 34kV |  |  |  | Document Posted | Document Posted | Not Required | Wholesale Market Participation Agreement | Not Required
PJM | X3-080 | 2011-10-31 | Solar PV | 8 | New Jersey | Cumberland | Withdrawn | Atlantic City Electric | Fairton Township | Fairton (SubstationID: 63134) |  |  | Document Posted
PJM | X3-082 | 2011-10-31 | Solar PV | 10 | New Jersey | Warren | Withdrawn | Jersey Central Power & Light | Marble Hill-Morris Park 34kV | Morris Park (SubstationID: 42637) | Lopatcong Solar Farm | 42655 | Document Posted | Document Posted | Not Required | Wholesale Market Participation Agreement | Not Required
PJM | X3-083 | 2011-10-31 | Solar PV | 10 | New Jersey | Sussex | Withdrawn | Jersey Central Power & Light | Andover-Kittatinny 34kV | Andover (SubstationID: 19578) | Andover | 34475 | Document Posted | Document Posted | Not Required | Wholesale Market Participation Agreement | Not Required
PJM | X3-084 | 2011-10-31 | Solar PV | 4 | New Jersey | Sussex | Withdrawn | Jersey Central Power & Light | Wantage |  |  |  | Document Posted | Withdrawn
PJM | X3-085 | 2011-10-31 | Solar PV | 8 | New Jersey | Sussex | Withdrawn | Jersey Central Power & Light | Sussex 34kV | Sussex (SubstationID: 19572) |  |  | Document Posted | Document Posted | Not Required | Withdrawn | Not Required
PJM | X3-086 | 2011-10-31 | Solar PV | 4 | New Jersey | Sussex | Withdrawn | Jersey Central Power & Light | Lafayette |  |  |  | Withdrawn
PJM | X4-001 | 2011-11-02 | Solar PV | 20 | Pennsylvania | Franklin | Withdrawn | Allegheny Power | St. Thomas-Guilford 34.5kV | Guilford (SubstationID: 19587) - St. Thomas Hospital (SubstationID: 47227) |  |  | Document Posted | Document Posted | Withdrawn
PJM | X4-002 | 2011-11-02 | Solar PV | 20 | Pennsylvania | Franklin | Withdrawn | Allegheny Power | St. Thomas-Guilford 34.5kV | Guilford (SubstationID: 19587) - St. Thomas Hospital (SubstationID: 47227) |  |  | Document Posted | Document Posted | Withdrawn
PJM | X4-009 | 2011-11-17 | Solar PV | 20 | Pennsylvania | Cumberland | Withdrawn | PPL Electric Utilities | Cumberland - W. Shore #1 69kV |  |  |  | Document Posted | Document Posted | Withdrawn
PJM | X4-010 | 2011-11-17 | Solar PV | 20 | Pennsylvania | Cumberland | Withdrawn | PPL Electric Utilities | Cumberland - W. Shore #2 69kV |  |  |  | Document Posted | Withdrawn
PJM | X4-011 | 2011-11-17 | Solar PV | 20 | Pennsylvania | Franklin | Withdrawn | Allegheny Power | Mercersburg-Milnor 34.5kV | Mercersburg (SubstationID: 48622) - Milnor (SubstationID: 48626) |  |  | Document Posted | Document Posted | Withdrawn
PJM | X4-012 | 2011-11-21 | Solar PV | 6 | New Jersey | Sussex | Withdrawn | Jersey Central Power & Light | Branchville-Sussex 34kV | Branchville (SubstationID: 19577) - Sussex (SubstationID: 19572) | Plains Road Solar Farm | 51967 | Document Posted | Document Posted | Not Required | Wholesale Market Participation Agreement | Not Required
PJM | X4-015 | 2011-11-28 | Solar PV | 5 | New Jersey | Burlington | In Service | Jersey Central Power & Light | Cookstown-Fort Dix 34kV | Cookstown (SubstationID: 19555) | Jacobstown III - Hanover (Jacobstown Solar Project) | 41816 | Document Posted | Document Posted | Not Required | Wholesale Market Participation Agreement | Not Required
PJM | X4-017 | 2011-11-30 | Solar PV | 20 | Maryland | Wicomico | Withdrawn | Delmarva Power & Light Company | Fruitland 69kV | Fruitland (SubstationID: 25967) | Fruitland | 34471 | Document Posted | Document Posted | Withdrawn
PJM | X4-029 | 2011-12-23 | Solar PV | 10 | New Jersey | Cumberland | Withdrawn | Atlantic City Electric | Upper Deerfield 12kV |  |  |  | Document Posted | Withdrawn
PJM | X4-030 | 2011-12-30 | Solar PV | 13.8 | Ohio | Sandusky | Withdrawn | American Electric Power (AEP) | Freemont 69kV |  |  |  | Document Posted | Withdrawn
PJM | X4-031 | 2011-12-30 | Solar PV | 2 | New Jersey | Monmouth | In Service | Jersey Central Power & Light | Bennett-Farmingdale 34kV | Bennett (SubstationID: 42287) - Farmingdale (SubstationID: 13548) | Skudera Solar (Brickyard LLC) | 42421 | Document Posted | Document Posted | Not Required | Wholesale Market Participation Agreement | Not Required
PJM | X4-040 | 2012-01-30 | Solar PV | 2 | Delaware | Sussex | Withdrawn | Delmarva Power & Light Company | Sussex County 12kV | Sussex (SubstationID: 19572) | Laurel | 41009 | Document Posted | Document Posted | Not Required | Withdrawn | Not Required
PJM | X4-043 | 2012-01-31 | Solar PV | 8 | New Jersey | Hunterdon | Withdrawn | Jersey Central Power & Light | Clinton |  |  |  | Document Posted | Document Posted | Not Required | Wholesale Market Participation Agreement | Not Required
PJM | X4-047 | 2012-01-31 | Solar PV | 4 | New Jersey | Warren | Withdrawn | Jersey Central Power & Light | Phillipsburg | Phillipsburg (SubstationID: 42680) |  |  | Document Posted | Withdrawn
PJM | Y1-003 | 2012-02-07 | Wind | 60 | Maryland | Garrett | Withdrawn | Allegheny Power | Deep Creek-Penn Mar 115kV | Deep Creek (SubstationID: 40253) - Penn Mar (SubstationID: 55349) | Winding Ridge Wind Farm | 35353 | Document Posted | Document Posted | Document Posted | Document Posted | Document Posted
PJM | Y1-006 | 2012-02-14 | Wind | 72 | Virginia | Carroll | Suspended | American Electric Power (AEP) | Jubal Early-Austinville 138kV | Austinville (SubstationID: 64073) - Jubal Early (SubstationID: 23908) | Poplar Camp Wind | 47685 | Document Posted | Document Posted | Document Posted | Document Posted | Document Posted
PJM | Y1-008 | 2012-02-17 | Wind | 50 | Virginia | Accomack | Withdrawn | Old Dominion Electric Cooperative | Tasley-Kellam 69kV | Kellam (SubstationID: 21155) - Tasley (SubstationID: 16717) |  |  | Document Posted | Document Posted | Withdrawn
PJM | Y1-009 | 2012-02-21 | Solar PV | 4 | New Jersey | Mercer | Withdrawn | Public Service Electric and Gas Company (PSE&G) | Yardville 13kV | Yardville (SubstationID: 46956) |  |  | Document Posted | Document Posted | Not Required | Withdrawn | Not Required
PJM | Y1-014 | 2012-02-24 | Solar PV | 1.6 | Maryland | Kent | Withdrawn | Delmarva Power & Light Company | Worton 12kV |  |  |  | Document Posted | Document Posted
PJM | Y1-016 | 2012-02-28 | Wind | 50 | West Virginia | Hardy | Withdrawn | Allegheny Power | Baker-Hardy 138kV | Baker (SubstationID: 37629) - Hardy (SubstationID: 35386) |  |  | Document Posted | Document Posted | Withdrawn
PJM | Y1-017 | 2012-02-28 | Solar PV | 10 | New Jersey | Burlington | Withdrawn | Atlantic City Electric | Tabernacle | Tabernacle (SubstationID: 24546) |  |  | Document Posted | Withdrawn
PJM | Y1-020 | 2012-02-28 | Solar PV | 9.9 | New Jersey | Sussex | In Service | Jersey Central Power & Light | Sussex 34kV | Sussex (SubstationID: 19572) | Beaver Run | 34456 | Document Posted | Document Posted | Not Required | Wholesale Market Participation Agreement | Not Required
PJM | Y1-022 | 2012-02-28 | Solar PV | 10 | Pennsylvania | York | Withdrawn | PECO | Cooper | Cooper (SubstationID: 55317) |  |  | Document Posted | Document Posted | Withdrawn
PJM | Y1-023 | 2012-02-28 | Solar PV | 20 | Ohio | Unknown | Withdrawn | Duke | Felicity 69kV | Felicity (SubstationID: 27563) |  |  | Document Posted | Withdrawn
PJM | Y1-024 | 2012-02-28 | Solar PV | 3 | Ohio | Unknown | Withdrawn | Duke | Felicity 12.5kV | Felicity (SubstationID: 27563) |  |  | Document Posted | Withdrawn
PJM | Y1-028 | 2012-02-29 | Wind | 125 | Pennsylvania | Mckean | Withdrawn | Pennsylvania Electric Company (Penelec) | Lewis Run 115kV | Lewis Run (SubstationID: 20553) |  |  | Document Posted | Withdrawn
PJM | Y1-029 | 2012-02-29 | Wind | 99 | Virginia | Accomack | Withdrawn | Dominion | Waynesboro-Dooms 115kV | Waynesboro (SubstationID: 36375) |  |  | Document Posted | Withdrawn
PJM | Y1-030 | 2012-02-29 | Wind | 100 | Ohio | Wyandot | Withdrawn | American Electric Power (AEP) | Forest 69kV | Forest (SubstationID: 34405) | Wyandot - Y1-030 | 51968 | Document Posted | Document Posted | Document Posted | Withdrawn | Withdrawn
PJM | Y1-031 | 2012-02-29 | Wind | 101.5 | Pennsylvania | Clarion | Withdrawn | Pennsylvania Electric Company (Penelec) | Erie East 230kV | Erie East (SubstationID: 55391) |  |  | Document Posted | Withdrawn
PJM | Y1-032 | 2012-02-29 | Wind | 99 | Pennsylvania | Potter | Withdrawn | Pennsylvania Electric Company (Penelec) | Potter-Gold 115kV | Gold (SubstationID: 20031) - Potter (SubstationID: 40119) |  |  | Document Posted | Document Posted | Withdrawn
PJM | Y1-033 | 2012-02-29 | Wind | 38.3 | Pennsylvania | Somerset | In Service | Pennsylvania Electric Company (Penelec) | Penn Mar-Rock Wood 115kV | High Point (SubstationID: 41098) | Ringer Hill | 45451 | Document Posted | Document Posted | Document Posted | Document Posted | Document Posted
PJM | Y1-037 | 2012-03-15 | Solar PV | 6 | New Jersey | Unknown | Withdrawn | Jersey Central Power & Light |  |  |  |  | Withdrawn
PJM | Y1-038 | 2012-03-19 | Solar PV | 5 | New Jersey | Sussex | Withdrawn | Jersey Central Power & Light | Sparta |  |  |  | Document Posted | Withdrawn
PJM | Y1-042 | 2012-03-30 | Solar PV | 3.5 | New Jersey | Cumberland | Withdrawn | Atlantic City Electric | Vineland 12kV | Vineland Central (SubstationID: 20060) |  |  | Document Posted | Document Posted
PJM | Y1-043 | 2012-03-30 | Wind | 150 | North Carolina | Washington | Withdrawn | Dominion | Mackeys-Creswell 115kV | Creswell (SubstationID: 42635) - Mackeys (SubstationID: 42628) |  |  | Document Posted | Document Posted | Withdrawn
PJM | Y1-045 | 2012-03-30 | Solar PV | 2 | Maryland | Howard | Withdrawn | Baltimore Gas & Electric | Friendship Manor | Friendship Manor (SubstationID: 46717) |  |  | Not Required | Not Required | Not Required | Wholesale Market Participation Agreement | Not Required
PJM | Y1-046 | 2012-03-30 | Solar PV | 8 | New Jersey | Monmouth | Withdrawn | Jersey Central Power & Light | New Prospect Road 12kV |  |  |  | Withdrawn
PJM | Y1-055 | 2012-04-16 | Solar PV | 5 | New Jersey | Ocean | Withdrawn | Jersey Central Power & Light | Brick-Lanes Mill 34.5kV |  |  |  | Document Posted | Withdrawn
PJM | Y1-060 | 2012-04-25 | Solar PV | 15 | North Carolina | Hertford | Withdrawn | Dominion | Aulander 34.5kV | Aulander D.P. (SubstationID: 56077) |  |  | Document Posted | Document Posted | Document Posted | Withdrawn | Withdrawn
PJM | Y1-067 | 2012-04-27 | Wind | 64.6 | Pennsylvania | Wayne | Withdrawn | PPL Electric Utilities | Peckville-Jackson 69kV | Jackson (SubstationID: 19402) - Peckville (SubstationID: 13011) |  |  | Document Posted | Withdrawn
PJM | Y1-072 | 2012-04-30 | Solar PV | 2 | New Jersey | Hunterdon | In Service | Jersey Central Power & Light | Glen Gardner 12kV | Lebanon (SubstationID: 42677) | Lebanon | 25295 | Document Posted | Document Posted | Not Required | Document Posted | Not Required
PJM | Y1-073 | 2012-04-30 | Solar PV | 20 | North Carolina | Tyrell | Withdrawn | Dominion | Riders Creek | Riders Creek (SubstationID: 41535) |  |  | Document Posted | Withdrawn
PJM | Y1-074 | 2012-04-30 | Solar PV | 7.8 | Ohio | Summit | Withdrawn | American Transmission Systems, Inc. (ATSI) | Martin 12kV | Fort Martin P.S. (SubstationID: 48481) |  |  | Document Posted | Withdrawn
PJM | Y1-075 | 2012-04-30 | Solar PV | 1 | New Jersey | Burlington | In Service | Public Service Electric and Gas Company (PSE&G) | Medford 13kV | Medford (SubstationID: 19545) | Reeves Station Road South | 45688 | Document Posted | Document Posted | Not Required | Wholesale Market Participation Agreement | Not Required
PJM | Y1-079 | 2012-04-30 | Solar PV | 10 | Maryland | Talbot | In Service | Delmarva Power & Light Company | Wye Mills 69kV | Wye Mills (SubstationID: 19217) | Wye Mills | 34390 | Document Posted | Document Posted | Document Posted | Wholesale Market Participation Agreement | Not Required
PJM | Y1-080 | 2012-04-30 | Solar PV | 3.4 | Maryland | Dorchester | In Service | Delmarva Power & Light Company | Dorchester 12kV | Airey (SubstationID: 19848) | National Aquarium | 40758 | Document Posted | Document Posted | Not Required | Wholesale Market Participation Agreement | Not Required
PJM | Y1-081 | 2012-04-30 | Solar PV | 3.4 | Maryland | Talbot | Withdrawn | Delmarva Power & Light Company | Wye Mills 12kV | Wye Mills (SubstationID: 19217) |  |  | Document Posted | Withdrawn
PJM | Y1-084 | 2012-04-30 | Solar PV | 2 | New Jersey | Sussex | Withdrawn | Jersey Central Power & Light | East NewtonñBlairstown 34.5kV | Newton (SubstationID: 42004) | Willows Road | 34384 | Document Posted | Document Posted | Not Required | Wholesale Market Participation Agreement | Not Required
PJM | Y1-086 | 2012-04-30 | Solar PV | 20 | North Carolina | Pasquotank | In Service | Dominion | Morgans Corner | Elizabeth City (SubstationID: 13229) | Morgans Corner Solar Energy | 44193 | Document Posted | Document Posted | Document Posted | Document Posted | Document Posted
PJM | Y1-087 | 2012-04-30 | Solar PV | 15 | Maryland | Wicomico | Withdrawn | Delmarva Power & Light Company | New Hope | New Hope (SubstationID: 63090) |  |  | Document Posted | Withdrawn
PJM | Y2-010 | 2012-05-23 | Wind | 100 | Indiana | White | Withdrawn | American Electric Power (AEP) | Olive-Meadow Lake 345kV | Meadow Lake (SubstationID: 19727) - Olive (SubstationID: 21327) |  |  | Document Posted | Document Posted | Withdrawn
PJM | Y2-016 | 2012-06-06 | Wind | 68 |  | N/a | Withdrawn | Pennsylvania Electric Company (Penelec) |  |  |  |  | Withdrawn
PJM | Y2-018 | 2012-06-20 | Solar PV | 3.8 | New Jersey | Warren | In Service | Jersey Central Power & Light | Pequest River 34.5kV | Pequest River (SubstationID: 42688) | Warren County Landfill | 34348 | Document Posted | Document Posted | Not Required | Document Posted | Not Required
PJM | Y2-037 | 2012-07-11 | Solar PV | 3 | Pennsylvania | Schuylkill | Withdrawn | PPL Electric Utilities | Tuscarora 12kV #1 | Tuscarora - Schuylkill County (SubstationID: 35841) | Blythe Township Solar Farm #1 | 51969 | Document Posted | Document Posted | Not Required | Wholesale Market Participation Agreement | Not Required
PJM | Y2-038 | 2012-07-11 | Solar PV | 3 | Pennsylvania | Schuylkill | Withdrawn | PPL Electric Utilities | Tuscarora 12kV #2 |  |  |  | Withdrawn
PJM | Y2-051 | 2012-08-15 | Solar PV | 5 | New Jersey | Ocean | In Service | Jersey Central Power & Light | Brick-Lane Mill 34.5kV |  | French's Landfill | 34723 | Document Posted | Document Posted | Not Required | Wholesale Market Participation Agreement | Not Required
PJM | Y2-059 | 2012-08-30 | Solar PV | 20 | Maryland | Somerset | Withdrawn | Delmarva Power & Light Company | Kingston-Westover 69kV | Kingston (SubstationID: 63088) - Westover (SubstationID: 63087) |  |  | Document Posted | Withdrawn
PJM | Y2-062 | 2012-08-31 | Solar PV | 20 | Maryland | Dorchester | Withdrawn | Delmarva Power & Light Company | East New Market 69kV | East New Market (SubstationID: 25965) |  |  | Withdrawn
PJM | Y2-061 | 2012-08-31 | Solar PV | 20 | Pennsylvania | Cumberland | Withdrawn | PPL Electric Utilities | Cumberland-West Shore 69kV | Cumberland (SubstationID: 20990) - West Shore (SubstationID: 19387) |  |  | Document Posted | Withdrawn
PJM | Y2-075 | 2012-10-19 | Solar PV | 0.5 | Maryland | Frederick | Withdrawn | Allegheny Power | Solar City |  |  |  | Document Posted | Document Posted | Not Required | Withdrawn | Not Required
PJM | Y2-081 | 2012-10-30 | Solar PV | 5 | New Jersey | Gloucester | In Service | Public Service Electric and Gas Company (PSE&G) | Deptford 13kV | Deptford (SubstationID: 13758) | Kinsley Landfill | 34322 | Document Posted | Document Posted | Not Required | Wholesale Market Participation Agreement | Not Required
PJM | Y2-087 | 2012-10-31 | Wind | 150.4 | Pennsylvania | Mifflin | Withdrawn | Pennsylvania Electric Company (Penelec) | Raystown-Lewistown 230kV | Lewistown (SubstationID: 55393) - Raystown (SubstationID: 47354) | Mifflin - Y2-087 | 51970 | Document Posted | Document Posted | Withdrawn
PJM | Y2-107 | 2012-11-02 | Wind | 200 | Indiana | Legrange | Withdrawn | American Electric Power (AEP) | Robison Park-Argenta 345 kV | Argenta (SubstationID: 44153) - Robison Park (SubstationID: 20310) |  |  | Document Posted | Withdrawn
PJM | Y2-117 | 2012-11-02 | Solar PV | 20 | Maryland | Harford | Withdrawn | Baltimore Gas & Electric | Perryman Solar | Perryman Generating Station (SubstationID: 16961) | Perryman Solar | 42631 | Document Posted | Document Posted | Not Required | Wholesale Market Participation Agreement | Not Required
PJM | Y3-010 | 2012-12-14 | Wind | 70 | Pennsylvania | Centre | Withdrawn | Allegheny Power | Brush Junction-Millheim 46kV | Millheim (46KV) (SubstationID: 48625) |  |  | Document Posted | Withdrawn
PJM | Y3-026 | 2013-01-25 | Solar PV | 10 | New Jersey | Burlington | In Service | Public Service Electric and Gas Company (PSE&G) | Burlington 26kV | Burlington (SubstationID: 11690) | L&D Solar | 44499 | Document Posted | Document Posted | Not Required | Document Posted | Document Posted
PJM | Y3-027 | 2013-01-25 | Solar PV | 6 | New Jersey | Burlington | Withdrawn | Public Service Electric and Gas Company (PSE&G) | Camden 26kV | Camden Switch (SubstationID: 13761) | Cinnaminson Landfill Solar (AKA Taylors Lane Solar) | 55444 | Document Posted | Document Posted | Not Required | Wholesale Market Participation Agreement | Not Required
PJM | Y3-031 | 2013-02-06 | Wind | 130.9 | North Carolina | Tyrell | Withdrawn | Dominion | Riders Creek 115kV | Riders Creek (SubstationID: 41535) |  |  | Document Posted | Withdrawn
PJM | Y3-031A_EKPC2 | 2013-02-11 | Wind | 150.3 | Kentucky | Unknown | Withdrawn | East Kentucky Power Cooperative | Flemingsburg 138 KV | Flemingsburg (SubstationID: 30219) |  |  | Document Posted | Document Posted | Withdrawn
PJM | Y3-033 | 2013-02-19 | Wind | 100 | Maryland | Kent | Withdrawn | Delmarva Power & Light Company | Chestertown-Millington 69kV | Chestertown (SubstationID: 25961) | Mills Branch Wind | 43388 | Document Posted | Document Posted | Document Posted | Document Posted | Document Posted
PJM | Y3-035 | 2013-02-21 | Wind | 97.5 | Illinois | Marshall | Withdrawn | ComEd (Commonwealth Edison) | Mole Creek 345kV | Mole Creek (SubstationID: 55700) |  |  | Document Posted | Withdrawn
PJM | Y3-041 | 2013-02-28 | Wind | 62 | Pennsylvania | Wayne | Withdrawn | PPL Electric Utilities | Peckville-Jackson 69kV | Jackson (SubstationID: 19402) - Peckville (SubstationID: 13011) | Wayne - Y3-041 | 51972 | Document Posted | Document Posted | Document Posted | Withdrawn | Withdrawn
PJM | Y3-054 | 2013-03-05 | Solar PV | 12 | Delaware | Kent | Withdrawn | Delmarva Power & Light Company | Milford 138kV | Milford (SubstationID: 20551) | Milford Solar LLC | 39724 | Document Posted | Document Posted | Not Required | Wholesale Market Participation Agreement | Not Required
PJM | Y3-057 | 2013-03-13 | Solar PV | 12 | Maryland | Charles | Withdrawn | Potomac Electric Power Company (PEPCO) | Forest Park | Forest Park - Baltimore City (SubstationID: 50632) |  |  | Withdrawn
PJM | Y3-058 | 2013-03-13 | Solar PV | 15 | Maryland | Wicomico | In Service | Delmarva Power & Light Company | Rockawalkin 69kV | Rockawalkin (SubstationID: 41305) | Hebron Solar (FKA Longview Solar & Rockfish Solar Power Plant) | 41002 | Document Posted | Document Posted | Not Required | Wholesale Market Participation Agreement | Not Required
PJM | Y3-062 | 2013-03-18 | Wind | 18.7 | Pennsylvania | Erie | Withdrawn | Pennsylvania Electric Company (Penelec) | Erie East 34.5kV | Erie East (SubstationID: 55391) | North East Wind I | 40322 | Document Posted | Document Posted | Not Required | Wholesale Market Participation Agreement | Not Required
PJM | Y3-087 | 2013-04-26 | Solar PV | 3.8 | New Jersey | Gloucester | In Service | Public Service Electric and Gas Company (PSE&G) | Beaverbrook 13kV | Beaver Brook (SubstationID: 38068) | Beaverbrook | 39138 | Document Posted | Document Posted | Not Required | Document Posted | Document Posted
PJM | Y3-101 | 2013-04-29 | Solar PV | 5.7 | New Jersey | Ocean | Withdrawn | Atlantic City Electric | Cedar 12kV | Cedar (SubstationID: 20778) |  |  | Document Posted | Document Posted | Withdrawn
PJM | Y3-095 | 2013-04-29 | Solar PV | 2 | Maryland | Queen Anne's | Withdrawn | Delmarva Power & Light Company | Centreville 12kV | Centreville (SubstationID: 25960) |  |  | Withdrawn
PJM | Y3-111 | 2013-04-30 | Wind | 18.7 | Pennsylvania | Erie | Withdrawn | Pennsylvania Electric Company (Penelec) | Harborcreek Township 34kV |  |  |  | Document Posted | Withdrawn
PJM | Z1-035 | 2013-07-05 | Wind - Offshore | 18 | Ohio | Unknown | Active | American Transmission Systems, Inc. (ATSI) | Lake Road 11.5 kV | Lake Road (SubstationID: 41299) | Icebreaker Offshore Wind | 32450 | Document Posted | Document Posted | Not Required |  | Not Required
PJM | Z1-036 | 2013-07-23 | Wind | 300.3 | North Carolina | Perquimans | Suspended | Dominion | WinFall-Chowan 230kV | Perquimans Switching Station (SubstationID: 41300) | Timbermill Wind | 41300 | Document Posted | Document Posted | Document Posted | Document Posted | Document Posted
PJM | Z1-042 | 2013-08-16 | Wind | 46 | Pennsylvania | Mifflin | Withdrawn | Pennsylvania Electric Company (Penelec) | Belleville/New Holland-Logan 46kV | Belleville (SubstationID: 55263) - Logan (SubstationID: 55286) - West New Holland - Lancaster County (SubstationID: 37013) | Mifflin - Z1-042 | 51973 | Document Posted | Document Posted | Withdrawn
PJM | Z1-068 | 2013-10-10 | Wind - Offshore | 12 | Virginia | City Of Virginia Beach | In Service | Dominion | Birdneck 34.5kV | Birdneck (SubstationID: 38204) | Coastal Virginia Offshore Wind (CVOW) - Pilot Project | 33261 | Document Posted | Not Required | Not Required | Wholesale Market Participation Agreement | Not Required
PJM | Z1-069 | 2013-10-24 | Wind | 70 | Pennsylvania | Potter | In Service | Pennsylvania Electric Company (Penelec) | Gold-Sabinsville 115kV | Gold (SubstationID: 20031) - Hector (SubstationID: 45231) - Sabinsville (SubstationID: 41539) | Big Level | 41299 | Document Posted | Document Posted | Document Posted | Document Posted | Document Posted
PJM | Z1-072 | 2013-10-28 | Wind | 54.5 | Illinois | Bureau | In Service | ComEd (Commonwealth Edison) | Crescent Ridge | Crescent Ridge (SubstationID: 19960) | Crescent Ridge Wind Farm | 878 | Document Posted | Document Posted | Document Posted | Document Posted | Not Required
PJM | Z1-073 | 2013-10-28 | Wind | 50.4 | Illinois | Lee | In Service | ComEd (Commonwealth Edison) | Mendota Hills | Haumesser Road (SubstationID: 21242) - Mendota (SubstationID: 19962) | Mendota Hills | 1195 | Document Posted | Document Posted | Document Posted | Document Posted | Not Required
PJM | Z1-074 | 2013-10-28 | Wind | 20 | Maryland | Garrett | Withdrawn | Allegheny Power | Garrett-Jenning 34.5kV | Garrett (SubstationID: 34818) |  |  | Document Posted | Withdrawn
PJM | Z1-076 | 2013-10-30 | Solar PV | 14 | Maryland | Worcester | Withdrawn | Delmarva Power & Light Company | Stockton 1 69kV | Stockton (SubstationID: 21139) | Stockton I | 40998 | Document Posted | Document Posted | Withdrawn
PJM | Z1-077 | 2013-10-30 | Solar PV | 10 | Maryland | Worcester | Withdrawn | Delmarva Power & Light Company | Stockton 2 69kV | Stockton (SubstationID: 21139) | Stockton II | 40999 | Document Posted | Document Posted | Withdrawn
PJM | Z1-081 | 2013-10-30 | Solar PV | 6 | Maryland | Queen Anne's | Withdrawn | Delmarva Power & Light Company | Church 25kV | Church (SubstationID: 14056) | Millington | 40996 | Document Posted | Document Posted | Document Posted | Wholesale Market Participation Agreement | Not Required
PJM | Z1-096 | 2013-10-31 | Solar PV | 7.8 | New Jersey | Burlington | In Service | Public Service Electric and Gas Company (PSE&G) | Trenton 26kV | Trenton (SubstationID: 21973) | Parklands Landfill | 40439 | Document Posted | Document Posted | Not Required | Wholesale Market Participation Agreement | Not Required
PJM | Z1-100 | 2013-10-31 | Solar PV | 20 | Virginia | Unknown | In Service | Delmarva Power & Light Company | Oak Hall | Oak Hall (SubstationID: 25940) | Amazon Solar Farm US East (Oak Hall) | 40914 | Document Posted | Document Posted | Document Posted | Document Posted | Document Posted
PJM | Z1-101 | 2013-10-31 | Solar PV | 20 | Virginia | Unknown | In Service | Delmarva Power & Light Company | Oak Hall | Oak Hall (SubstationID: 25940) | Amazon Solar Farm US East (Oak Hall) | 40914 | Document Posted | Document Posted | Document Posted | Document Posted | Document Posted
PJM | Z1-102 | 2013-10-31 | Solar PV | 20 | Virginia | Unknown | In Service | Delmarva Power & Light Company | Oak Hall | Oak Hall (SubstationID: 25940) | Amazon Solar Farm US East (Oak Hall) | 40914 | Document Posted | Document Posted | Document Posted | Document Posted | Document Posted
PJM | Z1-103 | 2013-10-31 | Solar PV | 20 | Virginia | Unknown | In Service | Delmarva Power & Light Company | Oak Hall | Oak Hall (SubstationID: 25940) | Amazon Solar Farm US East (Oak Hall) | 40914 | Document Posted | Document Posted | Not Required | Document Posted | Document Posted
PJM | Z1-117 | 2013-10-31 | Solar PV | 10 | Maryland | Somerset | Withdrawn | Delmarva Power & Light Company | Pocomoke 1 138kV | Pocomoke (SubstationID: 25943) |  |  | Document Posted | Withdrawn
PJM | Z1-118 | 2013-10-31 | Solar PV | 10 | Maryland | Somerset | Withdrawn | Delmarva Power & Light Company | Pocomoke 2 138kV | Pocomoke (SubstationID: 25943) |  |  | Document Posted | Withdrawn
PJM | Z1-123 | 2013-10-31 | Solar PV | 10 | Maryland | Worcester | Withdrawn | Delmarva Power & Light Company | Piney Grove 1 138kV | Piney Grove (SubstationID: 20994) |  |  | Document Posted | Withdrawn
PJM | Z1-124 | 2013-10-31 | Solar PV | 10 | Maryland | Worcester | Withdrawn | Delmarva Power & Light Company | Piney Grove 2 138kV | Piney Grove (SubstationID: 20994) |  |  | Document Posted | Withdrawn
PJM | Z1-125 | 2013-10-31 | Solar PV | 10 | Maryland | Worcester | Withdrawn | Delmarva Power & Light Company | Piney Grove 3 138kV | Piney Grove (SubstationID: 20994) |  |  | Document Posted | Withdrawn
PJM | Z1-126 | 2013-10-31 | Solar PV | 10 | Maryland | Worcester | Withdrawn | Delmarva Power & Light Company | Piney Grove 4 138kV | Piney Grove (SubstationID: 20994) |  |  | Document Posted | Withdrawn
PJM | Z1-121 | 2013-10-31 | Solar PV | 10 | Maryland | Somerset | Withdrawn | Delmarva Power & Light Company | Loretto 2 138kV | Loretto (SubstationID: 20993) |  |  | Document Posted | Withdrawn
PJM | Z1-119 | 2013-10-31 | Solar PV | 10 | Maryland | Somerset | Withdrawn | Delmarva Power & Light Company | Pocomoke 3 138kV | Pocomoke (SubstationID: 25943) |  |  | Document Posted | Withdrawn
PJM | Z1-120 | 2013-10-31 | Solar PV | 10 | Maryland | Somerset | Withdrawn | Delmarva Power & Light Company | Loretto 1 138kV | Loretto (SubstationID: 20993) |  |  | Document Posted | Withdrawn
PJM | Z1-122 | 2013-10-31 | Solar PV | 10 | Maryland | Somerset | Withdrawn | Delmarva Power & Light Company | Loretto 3 138kV | Loretto (SubstationID: 20993) |  |  | Document Posted | Withdrawn
PJM | Z2-001 | 2013-11-01 | Solar PV | 7.1 | New Jersey | Burlington | Withdrawn | Public Service Electric and Gas Company (PSE&G) | Burlington 26 kV | Burlington (SubstationID: 11690) | A&S Transportation | 40988 | Document Posted | Document Posted | Not Required | Wholesale Market Participation Agreement | Not Required
PJM | Z2-007 | 2013-11-22 | Wind | 212.5 | Pennsylvania | Carbon | Withdrawn | PPL Electric Utilities | East Palmerton-Harwood 230kV | East Palmerton (SubstationID: 33781) - Harwood - Luzerne County (SubstationID: 35423) | Carbon - Z2-007 | 51974 | Document Posted | Withdrawn
PJM | Z2-008 | 2013-12-09 | Wind | 99 | Pennsylvania | Carbon | Withdrawn | PPL Electric Utilities | East Palmerton-Wagner 69kV | East Palmerton (SubstationID: 33781) - Wagners (SubstationID: 36274) | Carbon - Z2-008 | 51975 | Document Posted | Withdrawn
PJM | Z2-009 | 2013-12-23 | Wind | 52 | Pennsylvania | Luzerne | Withdrawn | PPL Electric Utilities | East Hazelton-Harwood 69kV | East Hazleton - Luzerne County (SubstationID: 33765) | Luzerne - Z2-009 | 51976 | Document Posted | Document Posted | Document Posted | Withdrawn
PJM | Z2-012 | 2013-12-31 | Solar PV | 20 | Virginia | Northampton | In Service | Old Dominion Electric Cooperative | Weirwood-Eastville 69kV | Eastville (SubstationID: 56575) - Weirwood (SubstationID: 56576) | Cape Charles Solar (Cherrydale) | 42962 | Document Posted | Document Posted | Not Required | Document Posted | Document Posted
PJM | Z2-013 | 2014-01-09 | Wind | 200 | Pennsylvania | Somerset | Partially In Service - Under Construction | Allegheny Power | Frostburg 138kV | Frostburg No. 1 (SubstationID: 750) | Mason Dixon Wind Farm | 50241 | Document Posted | Document Posted | Not Required | Document Posted | Document Posted
PJM | Z2-014 | 2014-01-09 | Wind | 30 | Pennsylvania | Cambria | In Service | Pennsylvania Electric Company (Penelec) | St. Benedict-Patton | Patton (SubstationID: 56069) - St. Benedict (SubstationID: 55300) | Patton | 25640 | Document Posted | Document Posted | Not Required | Document Posted | Not Required
PJM | Z2-015 | 2014-01-15 | Solar PV | 19.8 | Pennsylvania | Allegheny | Withdrawn | Allegheny Power | Dans Mountain 138kV |  |  |  | Withdrawn
PJM | Z2-027 | 2014-02-20 | Solar PV | 20 | North Carolina | Pasquotank | In Service | Dominion | Pasquotank 34.5kV | Pasquotank (SubstationID: 39590) | Pasquotank Solar (FKA Colonial Eagle I, Elizabeth City Solar) | 39155 | Document Posted | Document Posted | Document Posted | Document Posted | Document Posted
PJM | Z2-030 | 2014-02-26 | Solar PV | 10 | Virginia | Clarke | In Service | Allegheny Power | Double Toll Gate 34.5kV | Double Tollgate (SubstationID: 692) | Clarke County - Rappahannock Electric Cooperative | 40985 | Document Posted | Document Posted | Not Required | Wholesale Market Participation Agreement | Not Required
PJM | Z2-038 | 2014-02-27 | Solar PV | 19.9 | Maryland | Allegany | Withdrawn | Allegheny Power | Ridgeley-Frostburg 138kV | Frostburg No. 1 (SubstationID: 750) - Ridgeley (SubstationID: 20295) | Dan's Mountain Solar | 44132 | Document Posted | Document Posted | Document Posted | Document Posted | Document Posted
PJM | Z2-042 | 2014-02-28 | Wind | 180 | Virginia | Pulaski | Withdrawn | American Electric Power (AEP) | Wurno-Clayor 138kV | Claytor (SubstationID: 16827) - Wurno (SubstationID: 24004) | Pinewood Wind | 54618 | Document Posted | Document Posted | Document Posted | Withdrawn | Withdrawn
PJM | Z2-043 | 2014-03-05 | Solar PV | 20 | North Carolina | Bertie | In Service | Dominion | Kelford 34.5kV | Kelford (SubstationID: 42620) | Kelford (Capital Partners Solar Project) | 40983 | Document Posted | Document Posted | Document Posted | Document Posted | Document Posted
PJM | Z2-044 | 2014-03-05 | Solar PV | 12 | North Carolina | Nash | In Service | Dominion | Whitakers 34.5kV | Whitakers (SubstationID: 54707) | Whitakers (Capital Partners Solar Project) | 40991 | Document Posted | Document Posted | Document Posted | Document Posted | Document Posted
PJM | Z2-056 | 2014-03-31 | Solar PV | 20 | New Jersey | Middlesex | In Service | Jersey Central Power & Light | Crossmans-Werner 34.5kV | Werner (SubstationID: 17023) | Middlesex County Utilities Authority II (Treatment Plant) | 37041 | Not Required | Not Required | Not Required | Document Posted | Not Required
PJM | Z2-073 | 2014-04-22 | Solar PV | 5 | Maryland | Kent | Withdrawn | Delmarva Power & Light Company | Chestertown West 25kV | Chestertown (SubstationID: 25961) | Chestertown Solar I & II | 42455 | Document Posted | Document Posted | Withdrawn
PJM | Z2-074 | 2014-04-22 | Solar PV | 6 | Maryland | Kent | Withdrawn | Delmarva Power & Light Company | Chestertown East 25kV | Chestertown (SubstationID: 25961) | Chestertown Solar I & II | 42455 | Document Posted | Document Posted | Withdrawn
PJM | Z2-075 | 2014-04-22 | Solar PV | 5.5 | Maryland | Kent | Withdrawn | Delmarva Power & Light Company | Lynch East 25kV | Lynch (SubstationID: 25977) | Still Pond | 42345 | Document Posted | Document Posted | Withdrawn
PJM | Z2-076 | 2014-04-22 | Solar PV | 6 | Maryland | Worcester | In Service | Delmarva Power & Light Company | Worcester South 25kV | Worcester (SubstationID: 25953) | Gateway Solar (AKA Worcester South) | 45481 | Document Posted | Document Posted | Document Posted | Wholesale Market Participation Agreement | Not Required
PJM | Z2-077 | 2014-04-22 | Solar PV | 6 | Maryland | Worcester | In Service | Delmarva Power & Light Company | Worcester North 25kV | Worcester (SubstationID: 25953) | Gateway Solar II (AKA Whaleyville Solar) | 42453 | Document Posted | Document Posted | Document Posted | Wholesale Market Participation Agreement | Not Required
PJM | Z2-086 | 2014-04-29 | Wind | 200 |  | N/a | Withdrawn | ComEd (Commonwealth Edison) |  |  |  |  | Withdrawn
PJM | Z2-087 | 2014-04-29 | Wind | 200 | Illinois | Livingston | In Service | ComEd (Commonwealth Edison) | Pontiac MidPoint-Brokaw 345kV | Chenoa (SubstationID: 23073) | Bright Stalk I | 20646 | Document Posted | Document Posted | Document Posted | Document Posted | Document Posted
PJM | Z2-088 | 2014-04-30 | Solar PV | 80 | North Carolina | Edgecombe | In Service | Dominion | Tarboro-Everetts 230kV | Chinquapin (SubstationID: 42617) | Conetoe II | 40973 | Document Posted | Document Posted | Document Posted | Document Posted | Document Posted
PJM | Z2-096 | 2014-04-30 | Solar PV | 10 | Maryland | Kent | Withdrawn | Delmarva Power & Light Company | Lynch West 25kV | Lynch (SubstationID: 25977) | Worton Solar | 42454 | Document Posted | Document Posted | Withdrawn
PJM | Z2-097 | 2014-04-30 | Solar PV | 5 | Maryland | Kent | Withdrawn | Delmarva Power & Light Company | Church 25kV | Church (SubstationID: 14056) | Massey Solar LLC | 44676 | Document Posted | Document Posted | Document Posted | Wholesale Market Participation Agreement | Not Required
PJM | Z2-099 | 2014-04-30 | Solar PV | 8.5 | Virginia | Southampton | Withdrawn | Dominion | Boykins 34.5kV | Boykins (SubstationID: 38330) | Boykins Solar | 45478 | Document Posted | Document Posted | Not Required | Wholesale Market Participation Agreement | Not Required
PJM | Z2-100 | 2014-04-30 | Solar PV | 20 | Virginia | Unknown | Withdrawn | Dominion | Boykin 115kV | Boykins (SubstationID: 38330) |  |  | Withdrawn
PJM | Z2-101 | 2014-04-30 | Wind | 67.5 | Pennsylvania | Schuylkill | Withdrawn | PPL Electric Utilities | Frackville-Fishbach 69kV | Fishbach - Schuylkill County (SubstationID: 34367) - Frackville (SubstationID: 19964) | Schuylkill County | 42670 | Document Posted | Document Posted | Withdrawn
PJM | Z2-102 | 2014-04-30 | Solar PV | 13 | New Jersey | Burlington | In Service | Jersey Central Power & Light | Argonne-New Lisbon 34.5kV | Dix Solar Substation (SubstationID: 41304) | Dix Solar | 45480 | Document Posted | Document Posted | Not Required | Wholesale Market Participation Agreement | Not Required
PJM | Z2-113 | 2014-04-30 | Solar PV | 4.6 | Michigan | Berrien | In Service | American Electric Power (AEP) | Watervliet 12.47kV | East Watervliet (SubstationID: 30018) | Watervliet | 44383 | Document Posted | Document Posted | Not Required | Wholesale Market Participation Agreement | Not Required
PJM | Z2-114 | 2014-04-30 | Solar PV | 5 | Indiana | St. Joseph | In Service | American Electric Power (AEP) | Olive 12.47kV | Olive (SubstationID: 21327) | Olive Solar | 44382 | Document Posted | Document Posted | Not Required | Wholesale Market Participation Agreement | Not Required
PJM | Z2-115 | 2014-04-30 | Solar PV | 2.5 | Indiana | Grant | In Service | American Electric Power (AEP) | Deer Creek 12.47kV | Deer Creek (SubstationID: 21381) | Deer Creek | 39288 | Document Posted | Document Posted | Not Required | Wholesale Market Participation Agreement | Not Required
PJM | Z2-116 | 2014-04-30 | Solar PV | 2.6 | Indiana | St. Joseph | In Service | American Electric Power (AEP) | Twin Branch 12.47kV | Twin Branch (SubstationID: 21269) | Twin Branch | 44381 | Document Posted | Document Posted | Not Required | Wholesale Market Participation Agreement | Not Required
PJM | AA1-018 | 2014-06-25 | Wind | 150 | Illinois | Livingston | In Service | ComEd (Commonwealth Edison) | Powerton-Goodings Grove | Goodings Grove (SubstationID: 25205) - Powerton (SubstationID: 16885) | Otter Creek Wind Farm | 34191 | Document Posted | Document Posted | Document Posted | Document Posted | Document Posted
PJM | AA1-019 | 2014-07-09 | Solar PV | 7.3 | New Jersey | Camden | Withdrawn | Public Service Electric and Gas Company (PSE&G) | Beaverbrook 13kV | Beaver Brook (SubstationID: 38068) | Gloucester Solar Farm | 41350 | Document Posted | Document Posted | Not Required | Wholesale Market Participation Agreement | Not Required
PJM | AA1-020 | 2014-07-10 | Solar PV | 1.5 | Maryland | Caroline | Withdrawn | Delmarva Power & Light Company | Andersontown Road #2 | Andersontown Road (SubstationID: 55617) |  |  | Withdrawn
PJM | AA1-021 | 2014-07-10 | Solar PV | 1.5 | Maryland | Caroline | Withdrawn | Delmarva Power & Light Company | Andersontown Rd #2 |  |  |  | Withdrawn
PJM | AA1-022 | 2014-07-10 | Solar PV | 1.5 | Maryland | Caroline | Withdrawn | Delmarva Power & Light Company | Andersontown Rd #3 | Andersontown Road (SubstationID: 55617) |  |  | Withdrawn
PJM | AA1-023 | 2014-07-10 | Solar PV | 1.5 | Maryland | Caroline | Withdrawn | Delmarva Power & Light Company | Andersontown Rd #4 | Andersontown Road (SubstationID: 55617) | Caroline - AA1-023 | 51875 | Withdrawn
PJM | AA1-025 | 2014-07-11 | Solar PV | 20 | Virginia | Unknown | In Service | Delmarva Power & Light Company | Oak Hall A | Oak Hall (SubstationID: 25940) | Amazon Solar Farm US East (Oak Hall) | 40914 | Document Posted | Document Posted | Not Required | Document Posted | Document Posted
PJM | AA1-026 | 2014-07-11 | Solar PV | 20 | Virginia | Unknown | In Service | Delmarva Power & Light Company | Oak Hall B | Oak Hall (SubstationID: 25940) | Amazon Solar Farm US East (Oak Hall) | 40914 | Document Posted | Document Posted | Not Required | Document Posted | Document Posted
PJM | AA1-027 | 2014-07-11 | Solar PV | 20 | Virginia | Unknown | In Service | Delmarva Power & Light Company | Oak Hall C | Oak Hall (SubstationID: 25940) | Amazon Solar Farm US East (Oak Hall) | 40914 | Document Posted | Document Posted | Not Required | Document Posted | Document Posted
PJM | AA1-028 | 2014-07-11 | Solar PV | 20 | Virginia | Unknown | In Service | Delmarva Power & Light Company | Oak Hall D | Oak Hall (SubstationID: 25940) | Amazon Solar Farm US East (Oak Hall) | 40914 | Document Posted | Document Posted | Not Required | Document Posted | Document Posted
PJM | AA1-038 | 2014-08-19 | Wind | 76.6 | Virginia | Botetourt | Engineering And Procurement | Dominion | Lexington-Low Moor 230kV | Rocky Forge (SubstationID: 41692) | Rocky Forge Wind | 44421 | Document Posted | Document Posted | Document Posted | Document Posted | Document Posted
PJM | AA1-046 | 2014-08-29 | Wind | 80 | Pennsylvania | Somerset | Withdrawn | Pennsylvania Electric Company (Penelec) | Somerset-Allegheny 115kV | Pride (AKA Stonycreek) (SubstationID: 41521) - Somerset (SubstationID: 19473) | Kimberly Run | 45446 | Document Posted | Document Posted | Document Posted | Document Posted | Document Posted
PJM | AA1-047 | 2014-08-29 | Wind | 69.1 | Maryland | Garrett | Withdrawn | Allegheny Power | Hazelton-Jennings 138kV | Hazelton (SubstationID: 41522) - Jennings (SubstationID: 41523) | Terrapin Hills | 45448 | Document Posted | Document Posted | Document Posted | Document Posted | Document Posted
PJM | AA1-049 | 2014-08-30 | Solar PV | 20 | North Carolina | Currituck | Withdrawn | Dominion | Shawboro-Sligo 230kV | Shawboro (SubstationID: 13228) - Sligo (SubstationID: 46916) | Shawboro East Ridge Solar | 42477 | Document Posted | Document Posted | Document Posted | Document Posted | Document Posted
PJM | AA1-050 | 2014-08-30 | Solar PV | 80 | North Carolina | Edgecombe | In Service | Dominion | Tarboro-Everetts 230kV | Chinquapin (SubstationID: 42617) | Conetoe II | 40973 | Document Posted | Document Posted | Document Posted | Document Posted | Document Posted
PJM | AA1-059 | 2014-09-16 | Solar PV | 6 | Maryland | Somerset | Withdrawn | Delmarva Power & Light Company | Crisfield 25kV | Crisfield (SubstationID: 25962) | Ibis Solar Farm | 45542 | Document Posted | Document Posted | Document Posted | Wholesale Market Participation Agreement | Not Required
PJM | AA1-061 | 2014-09-23 | Solar PV | 20 | Maryland | Dorchester | Withdrawn | Delmarva Power & Light Company | Jacktown-East New Market 69kV | East New Market (SubstationID: 25965) - Jacktown (SubstationID: 25973) | East New Market | 44130 | Document Posted | Document Posted | Withdrawn
PJM | AA1-062 | 2014-09-26 | Wind | 150 | West Virginia | Grant | Withdrawn | Allegheny Power | Williams 138kV | William (SubstationID: 41524) | Mt. Storm Wind Force (AKA Williams or Pruntytown / Mt. Storm) | 45143 | Document Posted | Document Posted | Document Posted | Document Posted | Document Posted
PJM | AA1-063A | 2014-09-29 | Solar PV | 74.9 | North Carolina | Northhampton | In Service | Dominion | CarolinañSeaboard 115kV | Pecan (SubstationID: 42618) | Pecan Solar | 45434 | Document Posted | Document Posted | Document Posted | Document Posted | Document Posted
PJM | AA1-064 | 2014-09-30 | Solar PV | 80 | North Carolina | Northhampton | Withdrawn | Dominion | Carson-Wake 500kV | Carson (SubstationID: 14134) - Clubhouse (SubstationID: 39668) - Lakeview (SubstationID: 47624) - Wake (SubstationID: 20636) | Gaston Green Acres Solar | 50081 | Document Posted | Document Posted | Document Posted | Withdrawn | Withdrawn
PJM | AA1-065 | 2014-09-30 | Solar PV | 80 | North Carolina | Hertford | In Service | Dominion | Earleys 230kV | Earleys (SubstationID: 42619) | Aulander Holloman Solar Park | 43204 | Document Posted | Document Posted | Not Required | Document Posted | Document Posted
PJM | AA1-067 | 2014-09-30 | Solar PV | 15 | North Carolina | Martin | In Service | Dominion | Everetts 34.5kV | Everetts (SubstationID: 41615) | Williamston - Speight Road - AA1-067 | 42451 | Document Posted | Document Posted | Document Posted | Document Posted | Document Posted
PJM | AA1-068 | 2014-10-01 | Solar PV | 3.5 | Maryland | Washington | Withdrawn | Allegheny Power | Wilson 34.5kV | Wilson (SubstationID: 42621) | Washington - AA1-068 | 51876 | Document Posted | Not Required | Not Required | Withdrawn | Not Required
PJM | AA1-072 | 2014-10-13 | Solar PV | 23.1 | North Carolina | Bertie | In Service | Dominion | Kelford 34.5kV | Kelford (SubstationID: 42620) | Kelford (Capital Partners Solar Project) | 40983 | Document Posted | Document Posted | Not Required | Document Posted
PJM | AA1-080 | 2014-10-24 | Solar PV | 3.5 | Maryland | Washington | Withdrawn | Allegheny Power | Wilson 34.5kV | Wilson (SubstationID: 42621) | Knob Hall Winery | 42452 | Document Posted | Not Required | Not Required | Wholesale Market Participation Agreement | Not Required
PJM | AA1-081 | 2014-10-24 | Solar PV | 3 | Maryland | Howard | Withdrawn | Baltimore Gas & Electric | Cooksville 13kV | Cooksville (SubstationID: 50621) | Sykesville Solar | 42632 | Document Posted | Document Posted | Not Required | Withdrawn | Not Required
PJM | AA1-085 | 2014-10-29 | Wind | 82 | Pennsylvania | Centre | Withdrawn | Allegheny Power | Moshannon-Milesburg 230kV | Milesburg (SubstationID: 38347) - Moshannon (SubstationID: 21224) | Snow Shoe Wind Farm | 45540 | Document Posted | Document Posted | Document Posted | Document Posted | Document Posted
PJM | AA1-086 | 2014-10-29 | Wind | 200 | Illinois | Macon | Withdrawn | ComEd (Commonwealth Edison) | Blue Mound-Latham | Blue Mound (SubstationID: 1066) - Latham (SubstationID: 21305) | Blue Mound-Latham (AA1-086) | 45539 | Document Posted | Document Posted
PJM | AA1-092 | 2014-10-30 | Solar PV | 12 | Maryland | Washington | Engineering And Procurement | Allegheny Power | Halfway 34.5kV | Halfway (SubstationID: 35340) | Perennial Solar | 44139 | Document Posted | Document Posted | Not Required | Document Posted | Document Posted
PJM | AA1-093 | 2014-10-30 | Solar PV | 3.5 | Maryland | Washington | Withdrawn | Allegheny Power | Clear Spring 12.5kV | Clear Spring (SubstationID: 42622) | Big Spring Solar | 45550 | Document Posted | Not Required | Not Required | Wholesale Market Participation Agreement | Not Required
PJM | AA1-094 | 2014-10-30 | Solar PV | 6 | Maryland | Worcester | Withdrawn | Delmarva Power & Light Company | Worcester 25kV | Worcester (SubstationID: 25953) | Worcester - AA1-094 | 51877 | Document Posted | Withdrawn
PJM | AA1-095 | 2014-10-30 | Solar PV | 4.3 | Maryland | Washington | In Service | Allegheny Power | Halfway-Marlowe 34.5kV | Halfway (SubstationID: 35340) - Marlowe (SubstationID: 42623) | Pinesburg Solar | 44140 | Document Posted | Document Posted | Not Required | Document Posted | Document Posted
PJM | AA1-096 | 2014-10-30 | Solar PV | 3.5 | Maryland | Washington | Withdrawn | Allegheny Power | Wilson 12.5kV | Wilson (SubstationID: 42621) | Knob Hall Winery | 42452 | Document Posted | Not Required | Not Required | Wholesale Market Participation Agreement | Not Required
PJM | AA1-102 | 2014-10-30 | Solar PV | 150 | Maryland | Somerset | Partially In Service - Under Construction | Delmarva Power & Light Company | Kings Creek-Loretto 138kV | Kings Creek (SubstationID: 25932) | Great Bay Solar | 43389 | Document Posted | Document Posted | Document Posted | Document Posted | Document Posted
PJM | AA1-103 | 2014-10-30 | Wind | 208.5 | Pennsylvania | Carbon | Withdrawn | PPL Electric Utilities | Harwood-Siegfried 230kV | Harwood - Luzerne County (SubstationID: 35423) - Siegfried (SubstationID: 1417) | Broad Mountain | 37794 | Document Posted | Document Posted | Document Posted | Withdrawn | Withdrawn
PJM | AA1-135 | 2014-10-31 | Solar PV | 80 | North Carolina | Bertie | Withdrawn | Dominion | Earleys-Everetts 230kV | Earleys (SubstationID: 42619) - Everetts (SubstationID: 41615) | Aulander Earleys Solar | 41594 | Document Posted | Document Posted | Document Posted | Document Posted | Document Posted
PJM | AA1-136 | 2014-10-31 | Solar PV | 80 | North Carolina | Bertie | Withdrawn | Dominion | Cashie-E. Trowbridge 230kV | Cashie (SubstationID: 39168) - Trowbridge (SubstationID: 700) |  |  | Withdrawn
PJM | AA1-137 | 2014-10-31 | Solar PV | 80 | North Carolina | Northhampton | Withdrawn | Dominion | Earleys-Northampton 230kV | Earleys (SubstationID: 42619) |  |  | Withdrawn
PJM | AA1-138 | 2014-10-31 | Solar PV | 80 | North Carolina | Gates | Withdrawn | Dominion | Earleys-Suffolk 230kV | Haslett (SubstationID: 41753) | Haslett Solar | 45532 | Document Posted | Document Posted | Document Posted | Document Posted | Document Posted
PJM | AA1-139 | 2014-10-31 | Solar PV | 120 | North Carolina | Currituck | In Service | Dominion | Hickory-Shawboro 230kV | Hickory (SubstationID: 26428) - Hickory (SubstationID: 35511) - Shawboro (SubstationID: 13228) | Ranchland Solar | 59342 | Document Posted | Document Posted | Not Required | Document Posted | Document Posted
PJM | AA1-139 | 2014-10-31 | Solar PV | 120 | North Carolina | Currituck | In Service | Dominion | Hickory-Shawboro 230kV | Hickory (SubstationID: 26428) - Hickory (SubstationID: 35511) - Moyock (SubstationID: 42624) - Shawboro (SubstationID: 13228) | Summit Farms Solar | 42720 | Document Posted | Document Posted | Not Required | Document Posted | Document Posted
PJM | AA1-140 | 2014-10-31 | Solar PV | 20 | Maryland | Worcester | Withdrawn | Delmarva Power & Light Company | Worcester 25kV | Worcester (SubstationID: 25953) | LS Heron | 44134 | Document Posted | Document Posted | Document Posted | Withdrawn | Withdrawn
PJM | AA1-141 | 2014-10-31 | Solar PV | 15 | Maryland | Worcester | Withdrawn | Delmarva Power & Light Company | Kenney 25kV | Kenney (SubstationID: 21138) | LS Seabeach | 48310 | Document Posted | Document Posted | Document Posted | Withdrawn | Withdrawn
PJM | AA1-142 | 2014-10-31 | Solar PV | 20 | Maryland | Wicomico | Withdrawn | Delmarva Power & Light Company | Vienna-Laurel 69kV | Laurel (SubstationID: 20103) - Laurel (SubstationID: 46716) - Vienna (SubstationID: 1426) | Wicomico | 34506 | Document Posted | Document Posted | Withdrawn
PJM | AA1-143 | 2014-10-31 | Solar PV | 20 | Maryland | Talbot | Withdrawn | Delmarva Power & Light Company | Easton-Wye Mills 69kV | Easton (SubstationID: 25923) - Wye Mills (SubstationID: 19217) | Talbot County | 44137 | Document Posted | Document Posted | Withdrawn
PJM | AA1-109 | 2014-10-31 | Solar PV | 9 | Maryland | Frederick | In Service | Allegheny Power | Cotoctin-Troutville Junction 34.5kV | Carroll (SubstationID: 596) - Catoctin (SubstationID: 600) | Baker Point Solar | 54208 | Document Posted | Document Posted | Not Required | Document Posted | Document Posted
PJM | AA1-110 | 2014-10-31 | Solar PV | 6 | Maryland | Kent | Withdrawn | Delmarva Power & Light Company | Massey 25kV | Massey (SubstationID: 25979) | Blue Star Solar | 46691 | Document Posted | Document Posted | Document Posted | Wholesale Market Participation Agreement | Not Required
PJM | AA1-113 | 2014-10-31 | Wind | 68 | Pennsylvania | Schuylkill | Withdrawn | PPL Electric Utilities | Frackville-Hauto 69kV | Frackville (SubstationID: 19964) - Hauto (SubstationID: 19907) | Schuylkill - AA1-113 | 51878 | Document Posted | Withdrawn
PJM | AA1-114 | 2014-10-31 | Wind | 60 | Pennsylvania | Carbon | Withdrawn | PPL Electric Utilities | Harwood-East Hazelton #2 69kV |  | Carbon County (AA1-114) | 45148 | Document Posted | Document Posted | Document Posted
PJM | AA1-122 | 2014-10-31 | Solar PV | 10 | Maryland | Washington | Withdrawn | Allegheny Power | Antietam 34.5kV | Antietam (SubstationID: 37492) | Antietam | 44141 | Document Posted | Document Posted | Withdrawn
PJM | AA1-124 | 2014-10-31 | Solar PV | 1.5 | New Jersey | Middlesex | Withdrawn | Jersey Central Power & Light | Englishtown-Monroe 34kV | Englishtown (SubstationID: 19172) - Monroe (SubstationID: 21029) | Middlesex - AA1-124 | 51879 | Document Posted | Document Posted | Not Required | Withdrawn | Not Required
PJM | AA1-125 | 2014-10-31 | Solar PV | 20 | Ohio | Brown | Withdrawn | American Electric Power (AEP) | Seaman 138kV | Seaman (SubstationID: 34232) | Brown - AA1-125 | 51880 | Document Posted | Document Posted | Withdrawn
PJM | AA1-126 | 2014-10-31 | Solar PV | 20 | Ohio | Brown | Withdrawn | Duke Energy Kentucky, Inc., Duke Energy Ohio | Hillcrest 138kV | Hillcrest (SubstationID: 27473) | Brown - AA1-126 | 51881 | Document Posted | Document Posted | Withdrawn
PJM | AA1-127 | 2014-10-31 | Solar PV | 6 | Maryland | Caroline | Withdrawn | Delmarva Power & Light Company | Andersontown Road 25kV | Andersontown Road (SubstationID: 55617) | Caroline - AA1-127 | 51882 | Document Posted | Document Posted | Withdrawn
PJM | AA1-132 | 2014-10-31 | Solar PV | 80 | North Carolina | Currituck | Withdrawn | Dominion | Shawboro-Sligo 230kV | Shawboro (SubstationID: 13228) - Sligo (SubstationID: 46916) | Shawboro East Ridge Solar | 42477 | Document Posted | Document Posted | Document Posted | Document Posted | Document Posted
PJM | AA1-133 | 2014-10-31 | Solar PV | 80 | North Carolina | Currituck | Withdrawn | Dominion | Hickory-Shawboro 230kV | Hickory (SubstationID: 26428) - Hickory (SubstationID: 35511) - Shawboro (SubstationID: 13228) | Moyock Solar | 45436 | Document Posted | Document Posted | Document Posted | Withdrawn | Withdrawn
PJM | AA1-134 | 2014-10-31 | Solar PV | 80 | North Carolina | Gates | Withdrawn | Dominion | Sunbury-WinFall 230kV | Sunbury (SubstationID: 54702) - Winfall (SubstationID: 699) | Hobbsville Solar | 43158 | Document Posted | Document Posted | Document Posted | Interim Study | Withdrawn
PJM | AA2-011 | 2014-11-24 | Solar PV | 4 | New Jersey | Camden | Withdrawn | Atlantic City Electric | Winslow Township | Winslow (SubstationID: 24551) | Camden - AA2-011 | 51883 | Document Posted | Withdrawn
PJM | AA2-017 | 2014-11-26 | Wind | 98 | Pennsylvania | Carbon | Suspended | PPL Electric Utilities | East Palmerton-Acahela 69kV | Acahela (AKA West Pocono) (SubstationID: 13013) | Penn Forest Wind Project | 45149 | Document Posted | Document Posted | Document Posted | Document Posted | Document Posted
PJM | AA2-021 | 2014-12-05 | Solar PV | 7 | Maryland | Caroline | Withdrawn | Delmarva Power & Light Company | Steele 25kV | Steele (SubstationID: 21668) | Carolina - AA2-021 | 51884 | Document Posted | Withdrawn
PJM | AA2-029 | 2014-12-18 | Solar PV | 28 | North Carolina | Martin | Withdrawn | Dominion | Everetts 34.5kV | Everetts (SubstationID: 41615) | Martin - AA2-029 | 51885 | Document Posted | Withdrawn
PJM | AA2-036 | 2015-01-09 | Solar PV | 14 | Maryland | Dorchester | Withdrawn | Delmarva Power & Light Company | West Cambridge 12kV | West Cambridge (SubstationID: 25995) | West Cambridge | 44138 | Document Posted | Withdrawn
PJM | AA2-037 | 2015-01-09 | Solar PV | 5 | Maryland | Caroline | Withdrawn | Delmarva Power & Light Company | Preston 12kV | Preston (SubstationID: 25986) | Caroline - AA2-037 | 51886 | Document Posted | Withdrawn
PJM | AA2-039 | 2015-01-23 | Wind | 150 | Illinois | Henry | Withdrawn | ComEd (Commonwealth Edison) | Kewanee 138 kV | Kewanee (SubstationID: 13426) | Kewanee (AA2-039) | 45538 | Document Posted | Document Posted | In Progress
PJM | AA2-044 | 2015-02-06 | Solar PV | 13.5 | New Jersey | Cumberland | Withdrawn | Atlantic City Electric | Sherman Avenue 69kV | Sherman Avenue (SubstationID: 16715) | Millville (AA2-044) | 45634 | Document Posted | Document Posted | Document Posted | Withdrawn | Withdrawn
PJM | AA2-053 | 2015-02-23 | Solar PV | 74.9 | North Carolina | Northhampton | In Service | Dominion | Carolina-Jackson 115kV | Occoneechee (SubstationID: 41752) | Gutenberg Solar | 45463 | Document Posted | Document Posted | Document Posted | Document Posted | Document Posted
PJM | AA2-055 | 2015-02-26 | Solar PV | 20 | North Carolina | Halifax | Withdrawn | Dominion | Hornertown 34.5kV | Hornertown (SubstationID: 55007) | Halifax - AA2-055 | 51887 | Withdrawn
PJM | AA2-056 | 2015-02-26 | Solar PV | 20 | North Carolina | Halifax | Withdrawn | Dominion | Hornertown 34.5kV | Hornertown (SubstationID: 55007) | Halifax - AA2-056 | 51888 | Withdrawn
PJM | AA2-057 | 2015-02-26 | Solar PV | 66 | North Carolina | Halifax | In Service | Dominion | Hornertown-Whitakers 115kV | Chestnut Switching Station (SubstationID: 41807) | Chestnut Solar Park | 45464 | Document Posted | Document Posted | Document Posted | Document Posted | Document Posted
PJM | AA2-058 | 2015-02-27 | Solar PV | 1 | New Jersey | Mercer | Partially In Service - Under Construction | Public Service Electric and Gas Company (PSE&G) | Mount Rose 13kV | Mount Rose, Hopewell (SubstationID: 38524) | Hopewell Valley Central High School | 45665 | Document Posted | Document Posted | Not Required | Wholesale Market Participation Agreement | Not Required
PJM | AA2-059 | 2015-02-27 | Solar PV | 10 | North Carolina | Chowan | Withdrawn | Dominion | Edenton 15kV | Edenton (SubstationID: 41703) | Edenton Airport Solar | 42466 | Document Posted | Document Posted | Not Required | Wholesale Market Participation Agreement | Not Required
PJM | AA2-068 | 2015-02-27 | Solar PV | 20 | North Carolina | Halifax | Withdrawn | Dominion | South Justice 115kV | South Justice Branch (SubstationID: 41144) | North 301 Solar | 42469 | Document Posted | Document Posted | Document Posted | Wholesale Market Participation Agreement | Not Required
PJM | AA2-069A | 2015-02-27 | Wind | 64.6 | Pennsylvania | Wayne | Withdrawn | PPL Electric Utilities | Peckville-Jackson 69kV | Jackson (SubstationID: 19402) - Peckville (SubstationID: 13011) |  |  | Withdrawn
PJM | AA2-072 | 2015-03-09 | Solar PV | 1.1 | Maryland | Harford | In Service | Baltimore Gas & Electric | Kingsville 13kV | Raphael Road (SubstationID: 20164) | Kingsville Solar | 48087 | Document Posted | Document Posted | Not Required | Wholesale Market Participation Agreement | Not Required
PJM | AA2-075 | 2015-03-16 | Wind | 250 | Ohio | Van Wert | Withdrawn | American Electric Power (AEP) | Southwest Lima 345kV | Southwest Lima (SubstationID: 19981) | Southwest Lima (AA2-075) | 45537 | Document Posted | Withdrawn
PJM | AA2-084 | 2015-03-31 | Solar PV | 4 | Maryland | Washington | Withdrawn | Allegheny Power | Lappans Road 12.5kV | Lappans (SubstationID: 19830) | Lappans Solar | 42806 | Document Posted | Document Posted | Not Required
PJM | AA2-085 | 2015-03-31 | Solar PV | 10 | Maryland | Washington | Withdrawn | Allegheny Power | General Office 12.5kV | General Office (SubstationID: 42625) | Hagerstown Solar Facility | 44142 | Document Posted | Document Posted | Not Required | Document Posted | Document Posted
PJM | AA2-086 | 2015-03-31 | Solar PV | 13 | Virginia | Southampton | Withdrawn | Dominion | Boykins 34.5kV | Boykins (SubstationID: 38330) | Boykins Solar | 45478 | Document Posted | Document Posted | Not Required | Wholesale Market Participation Agreement | Not Required
PJM | AA2-087 | 2015-03-31 | Solar PV | 20 | Virginia | Southampton | Withdrawn | Dominion | Boykins 34.5kV | Boykins (SubstationID: 38330) | Southampton - AA2-087 | 51889 | Document Posted | Withdrawn
PJM | AA2-088 | 2015-03-31 | Solar PV | 100 | Virginia | Southampton | In Service | Dominion | Boykins-Handsome 115kV | Boykins (SubstationID: 38330) - Handsome DP (SubstationID: 41675) | Amazon Solar Farm Virginia - Southampton (FKA Newsoms Solar) | 48097 | Document Posted | Document Posted | Document Posted | Document Posted | Document Posted
PJM | AA2-105 | 2015-04-24 | Solar PV | 20 | North Carolina | Halifax | Withdrawn | Dominion | Hornertown 34.5kV | Hornertown (SubstationID: 55007) | PSEG Cork Oak Solar | 45433 | Document Posted | Withdrawn |  | Interim Study
PJM | AA2-113 | 2015-04-28 | Solar PV | 16 | North Carolina | Halifax | Withdrawn | Dominion | Hornertown 34.5kV | Hornertown (SubstationID: 55007) | PSEG Sunflower Solar | 42908 | Document Posted | Withdrawn
PJM | AA2-118 | 2015-04-29 | Solar PV | 35.2 | North Carolina | Hertford | Withdrawn | Dominion | Murphy-Tunis 115kV | Murphy (SubstationID: 46915) - Tunis (SubstationID: 54708) |  |  | Withdrawn
PJM | AA2-181 | 2015-04-30 | Solar PV | 80 | North Carolina | Northhampton | Withdrawn | Dominion | Earleys-Northampton 230kV | Earleys (SubstationID: 42619) |  |  | Withdrawn
PJM | AA2-184 | 2015-04-30 | Solar PV | 20 | New Jersey | Monmouth | In Service | Jersey Central Power & Light | Atlantic-Red Bank 34kV | Atlantic (SubstationID: 13431) - Red Bank (SubstationID: 13550) | Hamilton Road Solar (AKA Ben Moreell Solar Farm) | 45704 | Document Posted | Document Posted | Not Required | Document Posted | Document Posted
PJM | AA2-143 | 2015-04-30 | Solar PV | 4 | Maryland | Frederick | Withdrawn | Allegheny Power | Catoctin 12.5kV | Catoctin (SubstationID: 600) | Catoctin (AA2-143) | 48100 | Document Posted | Document Posted | Not Required | Withdrawn | Withdrawn
PJM | AA2-144 | 2015-04-30 | Solar PV | 10 | Maryland | Dorchester | Withdrawn | Delmarva Power & Light Company | East New Market 12kV | East New Market (SubstationID: 25965) | East New Market (10 MW) | 44143 | Document Posted | Document Posted
PJM | AA2-145 | 2015-04-30 | Solar PV | 20 | Maryland | Frederick | Withdrawn | Allegheny Power | Catoctin 34.5kV | Catoctin (SubstationID: 600) | Hessong Bridge Solar Facility | 48102 | Document Posted | Document Posted | Not Required | Document Posted | Document Posted
PJM | AA2-146 | 2015-04-30 | Solar PV | 20 | Maryland | Frederick | Withdrawn | Allegheny Power | Catoctin 34.5kV | Catoctin (SubstationID: 600) | Frederick - AA2-146 | 51890 | Document Posted | Document Posted | Not Required
PJM | AA2-147 | 2015-04-30 | Solar PV | 4 | Maryland | Dorchester | Withdrawn | Delmarva Power & Light Company | Todd 12kV | Todd (SubstationID: 19854) | Dorchester - AA2-147 | 45695 | Document Posted | Document Posted
PJM | AA2-148 | 2015-04-30 | Wind | 175 | Indiana | Fayette | Active | American Electric Power (AEP) | Madison-Tanners Creek 138kV | Madison (SubstationID: 42975) - Tanners Creek (SubstationID: 16837) | Madison-Tanners Creek | 45505 | Document Posted | Document Posted | In Progress
PJM | AA2-149 | 2015-04-30 | Solar PV | 20 | North Carolina | Northhampton | Withdrawn | Dominion | Carolina-Seaboard 115kV | Seabord (SubstationID: 63113) | Northampton - AA2-149 | 51891 | Document Posted | Withdrawn
PJM | AA2-150 | 2015-04-30 | Solar PV | 10 | Maryland | Talbot | Withdrawn | Delmarva Power & Light Company | Trappe 12kV | Trappe (SubstationID: 25993) | Trappe | 44144 | Document Posted | Document Posted
PJM | AA2-151 | 2015-04-30 | Solar PV | 80 | Ohio | Ross | Withdrawn | American Electric Power (AEP) | Delano-Scioto Trail 138kV | Delano (SubstationID: 19630) - Scioto Trail (SubstationID: 34208) |  |  | Withdrawn
PJM | AA2-152 | 2015-04-30 | Solar PV | 80 | Maryland | Caroline | Withdrawn | Delmarva Power & Light Company | Keeney-Steel 230kV | Steele (SubstationID: 21668) |  |  | Withdrawn
PJM | AA2-153 | 2015-04-30 | Solar PV | 4 | Maryland | Frederick | Withdrawn | Allegheny Power | Yellow Springs 34.5kV | Yellow Springs (SubstationID: 41877) | Frederick - AA2-153 | 51892 | Document Posted | Document Posted | Not Required | Withdrawn | Withdrawn
PJM | AA2-154 | 2015-04-30 | Solar PV | 20 | Virginia | Southampton | Withdrawn | Dominion | Watkins Corner 34.5kV | Watkins Corner (SubstationID: 36355) | Southampton - AA2-154 | 51893 | Document Posted | Withdrawn
PJM | AA2-155 | 2015-04-30 | Solar PV | 4 | Maryland | Washington | Withdrawn | Allegheny Power | Mt. Lena 12.5kV | Mt. Lena (SubstationID: 48532) | Mt. Lena (AA2-155) | 48104 | Document Posted | Document Posted | Not Required | Withdrawn | Withdrawn
PJM | AA2-156 | 2015-04-30 | Solar PV | 80 | North Carolina | Currituck | Withdrawn | Dominion | Aydlett-Shawboro 230kV | Aydlett (SubstationID: 13968) - Shawboro (SubstationID: 13228) |  |  | Withdrawn
PJM | AA2-157 | 2015-04-30 | Solar PV | 80 | North Carolina | Martin | Withdrawn | Dominion | Cashie-Trowbridge 230kV | Cashie (SubstationID: 39168) - Trowbridge (SubstationID: 700) |  |  | Withdrawn
PJM | AA2-158 | 2015-04-30 | Solar PV | 20 | Virginia | Louisa | Withdrawn | Dominion | Louisa 34.5kV | Louisa CT (SubstationID: 18098) |  |  | Withdrawn
PJM | AA2-159 | 2015-04-30 | Solar PV | 16 | Maryland | Washington | Withdrawn | Allegheny Power | Downsville 34.5kV | Downsville (SubstationID: 42626) | Route 632 Washington Solar | 50085 | Document Posted | Document Posted | Not Required | Document Posted | Document Posted
PJM | AA2-160 | 2015-04-30 | Solar PV | 20 | Delaware | Sussex | Withdrawn | Delmarva Power & Light Company | Bridgeville 12kV | Bridgeville (SubstationID: 25957) |  |  | Withdrawn
PJM | AA2-162 | 2015-04-30 | Solar PV | 80 | North Carolina | Camden | Withdrawn | Dominion | Elizabeth City-Shawboro 230kV | Elizabeth City (SubstationID: 13229) - Shawboro (SubstationID: 13228) |  |  | Withdrawn
PJM | AA2-163 | 2015-04-30 | Solar PV | 20 | Virginia | Sussex | Withdrawn | Dominion | Wakefield 12.5kV | Wakefield (SubstationID: 36278) |  |  | Withdrawn
PJM | AA2-164 | 2015-04-30 | Solar PV | 20 | North Carolina | Hertford | Withdrawn | Dominion | Murphy 34.5kV | Murphy (SubstationID: 46915) |  |  | Withdrawn
PJM | AA2-165 | 2015-04-30 | Solar PV | 74.9 | North Carolina | Halifax | In Service | Dominion | Hornertown-Whitakers 115kV | Chestnut Switching Station (SubstationID: 41807) | Chestnut Solar Park | 45464 | Document Posted | Document Posted | Document Posted | Document Posted | Document Posted
PJM | AA2-168 | 2015-04-30 | Solar PV | 4 | Maryland | Prince George's | Withdrawn | Potomac Electric Power Company (PEPCO) | Prince George's County | Prince George (SubstationID: 651) | Prince George's - AA2-168 | 51894 | Withdrawn
PJM | AA2-169 | 2015-04-30 | Solar PV | 20 | North Carolina | Warren | Withdrawn | Dominion | Five Forks 115kV | Five Forks (SubstationID: 42627) | Five Forks Solar | 42468 | Document Posted | Document Posted | Document Posted | Wholesale Market Participation Agreement | Not Required
PJM | AA2-174 | 2015-04-30 | Solar PV | 79.9 | North Carolina | Northhampton | In Service | Dominion | Carolina-Jackson 115kV | Occoneechee (SubstationID: 41752) | Gutenberg Solar | 45463 | Document Posted | Document Posted | Document Posted | Document Posted | Document Posted
PJM | AA2-175 | 2015-04-30 | Solar PV | 80 | North Carolina | Gates | Withdrawn | Dominion | Suffolk-Sunbury 230kV | Suffolk (SubstationID: 1374) - Sunbury (SubstationID: 54702) |  |  | Withdrawn
PJM | AA2-176 | 2015-04-30 | Solar PV | 80 | Delaware | Sussex | Withdrawn | Delmarva Power & Light Company | Indian River-Piney Grove 230kV | Indian River (SubstationID: 11810) - Piney Grove (SubstationID: 20994) |  |  | Withdrawn
PJM | AA2-177 | 2015-04-30 | Solar PV | 80 | Virginia | Prince George | Withdrawn | Dominion | Hopewell-Surry 230kV | Hopewell (SubstationID: 650) - Surry Switching Station (SubstationID: 13905) | Fort Powhatan Solar | 47957 | Document Posted | Document Posted | Document Posted | Document Posted | Document Posted
PJM | AA2-178 | 2015-04-30 | Solar PV | 80 | North Carolina | Washington | In Service | Dominion | Mackeys 230kV | Mackeys (SubstationID: 42628) | Albemarle Beach Solar (FKA Albemarle Beach Road Solar) | 44886 | Document Posted | Document Posted | Document Posted | Document Posted | Document Posted
PJM | AA2-179 | 2015-04-30 | Solar PV | 80 | North Carolina | Washington | Withdrawn | Dominion | Creswell-Mackeys 115kV | Creswell (SubstationID: 42635) - Mackeys (SubstationID: 42628) |  |  | Withdrawn
PJM | AA2-180 | 2015-04-30 | Solar PV | 20 | Virginia | City Of Chesapeake | Withdrawn | Dominion | Hickory 34.5kV | Hickory (SubstationID: 35511) | Chesapeake | 45368 | Document Posted | Document Posted | Document Posted | Document Posted | Document Posted
PJM | AB1-001 | 2015-05-01 | Solar PV | 2.3 | New Jersey | Atlantic | In Service | Atlantic City Electric | Absecon 12 kV | Absecon (SubstationID: 24519) | Oak Street Landfill Solar Project | 45705 | Document Posted | Document Posted | Document Posted | Wholesale Market Participation Agreement | Not Required
PJM | AB1-006 | 2015-05-22 | Wind | 200 | Indiana | White | In Service | American Electric Power (AEP) | Meadow Lake 345kV | Meadow Lake (SubstationID: 19727) | Meadow Lake VI | 49283 | Document Posted | Document Posted | Document Posted | Document Posted | Document Posted
PJM | AB1-013 | 2015-05-29 | Wind | 130 | North Carolina | Tyrell | Withdrawn | Dominion | Riders Creek 115kV | Riders Creek (SubstationID: 41535) | Little Alligator Windfarm | 45502 | Document Posted | Document Posted | Document Posted | Document Posted | Document Posted
PJM | AB1-014 | 2015-06-08 | Solar PV | 125 | Ohio | Brown | Partially In Service - Under Construction | Duke Energy Kentucky, Inc., Duke Energy Ohio | Hillcrest 138kV | Hillcrest (SubstationID: 27473) | Hillcrest Solar I | 45707 | Document Posted | Document Posted | Document Posted | Document Posted | Document Posted
PJM | AB1-021 | 2015-06-29 | Solar PV + Storage | 2 | New Jersey | Essex | Partially In Service - Under Construction | Public Service Electric and Gas Company (PSE&G) | West Caldwell 13kV | West Caldwell (SubstationID: 13955) | West Caldwell Solar + Storage | 45708 | Document Posted | Document Posted | Not Required | Wholesale Market Participation Agreement | Not Required
PJM | AB1-025 | 2015-07-21 | Solar PV | 6.8 | New Jersey | Burlington | In Service | Public Service Electric and Gas Company (PSE&G) | Lumberton 13kV | Lumberton (SubstationID: 19865) | Lumberton Solar | 42424 | Document Posted | Document Posted | Not Required | Wholesale Market Participation Agreement | Not Required
PJM | AB1-026 | 2015-07-22 | Solar PV | 20 | Virginia | Westmoreland | Withdrawn | Dominion | Westmoreland 34.5kV | Westmoreland (SubstationID: 37048) | Montross Solar | 48255 | Document Posted | Document Posted | Document Posted | Document Posted | Withdrawn
PJM | AB1-027 | 2015-07-22 | Solar PV | 20 | Virginia | Hanover | In Service | Dominion | Old Church 34.5 KV | Old Church (SubstationID: 696) | Mechanicsville Solar (FKA Hanover Solar) | 48256 | Document Posted | Document Posted | Document Posted | Document Posted | Document Posted
PJM | AB1-028 | 2015-07-27 | Solar PV | 20 | Virginia | Southampton | Withdrawn | Dominion | Boykins 34.5kV | Boykins (SubstationID: 38330) |  |  | Withdrawn
PJM | AB1-032 | 2015-07-31 | Solar PV | 3.3 | Ohio | Athens | Withdrawn | American Electric Power (AEP) | Lee Station Southwest 12kV | Lee (SubstationID: 37238) | Carpenter Road | 47305 | Document Posted | Document Posted | Not Required | Withdrawn | Not Required
PJM | AB1-053 | 2015-08-24 | Solar PV | 10 | North Carolina | Halifax | Withdrawn | Dominion | Hornertown 34.5kV | Hornertown (SubstationID: 55007) | Hornertown (AB1-053) | 48257 | Document Posted | Withdrawn
PJM | AB1-054 | 2015-08-24 | Solar PV | 60 | Virginia | Southampton | Withdrawn | Dominion | Boykins 115kV | Boykins (SubstationID: 38330) | Southampton - AB1-054 | 51895 | Document Posted | Document Posted
PJM | AB1-056 | 2015-08-31 | Wind - Offshore | 247.8 | Delaware | Sussex | Engineering And Procurement | Delmarva Power & Light Company | Indian River 230kV I | Indian River (SubstationID: 11810) | Project Marwin (AKA Maryland Offshore Wind Energy Project (MOWEP)) | 50828 | Document Posted | Document Posted | Document Posted | Document Posted | Document Posted
PJM | AB1-057 | 2015-08-31 | Wind - Offshore | 251.8 | Delaware | Sussex | Withdrawn | Delmarva Power & Light Company | Indian River 230kV II | Indian River (SubstationID: 11810) | Project Marwin (AKA Maryland Offshore Wind Energy Project (MOWEP)) | 50828 | Document Posted | Document Posted | Document Posted | Withdrawn | Withdrawn
PJM | AB1-059 | 2015-08-31 | Solar PV | 5 | Virginia | Hanover | Withdrawn | Dominion | Old Church 34.5kV | Old Church (SubstationID: 696) | Hanover - AB1-059 | 51896 | Document Posted
PJM | AB1-065 | 2015-08-31 | Solar PV | 10.9 | Maryland | Garrett | Withdrawn | Allegheny Power | Jennings-Hoyes 34.5kV | Jennings (SubstationID: 41523) | CleanLight Power Solar Facility | 48253 | Document Posted | Document Posted | Not Required | Wholesale Market Participation Agreement | Not Required
PJM | AB1-066 | 2015-08-31 | Solar PV | 19.8 | Maryland | Frederick | Withdrawn | Allegheny Power | Lime Kiln-Aqueduct 34.5kV | Aqueduct (SubstationID: 37506) - Lime Kiln (SubstationID: 21187) |  |  | Withdrawn
PJM | AB1-067 | 2015-08-31 | Solar PV | 10 | Virginia | Orange | Withdrawn | Dominion | Unionville 12.5kV | Unionville Dp (SubstationID: 36146) | Orange - AB1-067 | 51897 | Document Posted
PJM | AB1-070 | 2015-09-10 | Solar PV | 80 | Virginia | Greensville | Withdrawn | Dominion | Emporia-Trego 115kV | Emporia (SubstationID: 33942) - Trego (SubstationID: 35787) |  |  | Withdrawn
PJM | AB1-072 | 2015-09-14 | Solar PV | 2.5 | Maryland | Washington | Withdrawn | Allegheny Power | Hancock-Marlowe 34.5kV | Hancock (SubstationID: 46756) | Washington - AB1-072 | 51898 | Document Posted | Document Posted | Not Required | Withdrawn | Withdrawn
PJM | AB1-077 | 2015-09-21 | Wind | 150 | North Carolina | Perquimans | Withdrawn | Dominion | Suffolk-WinFall 230kV | Swamp (SubstationID: 41342) | Suffolk-WinFall | 45501 | Document Posted | Document Posted
PJM | AB1-081 | 2015-09-30 | Solar PV | 80 | North Carolina | Edgecombe | In Service | Dominion | Anaconda-Mayo Dunbar 115kV | Hathaway (Morning Star) (SubstationID: 21172) - Tarboro (SubstationID: 41536) | Harts Mill Solar | 44785 | Document Posted | Document Posted | Document Posted | Document Posted | Document Posted
PJM | AB1-096 | 2015-10-07 | Solar PV | 9.9 | Maryland | Carroll | Engineering And Procurement | Allegheny Power | Carroll-Mt. Airy 34.5kV | Carroll (SubstationID: 596) - Mount Airy (SubstationID: 38511) | Union Bridge Solar Facility | 48504 | Document Posted | Document Posted | Not Required | Document Posted | Document Posted
PJM | AB1-097 | 2015-10-07 | Solar PV | 20 | Virginia | Rockingham | Withdrawn | Dominion | Harrisonburg-Stauton 115kV | Harrisonburg (SubstationID: 13966) - Staunton (SubstationID: 35175) | Rockingham - AB1-097 | 51899 | Document Posted
PJM | AB1-098 | 2015-10-08 | Solar PV | 8.2 | Maryland | Frederick | Withdrawn | Allegheny Power | Walkersville 12kV | Walkersville (SubstationID: 595) | Walkersville Solar Facility | 48602 | Document Posted | Document Posted | Not Required | Wholesale Market Participation Agreement | Not Required
PJM | AB1-104 | 2015-10-21 | Solar PV | 9.9 | New Jersey | Camden | Withdrawn | Public Service Electric and Gas Company (PSE&G) | Camden 26kV | Camden Switch (SubstationID: 13761) |  |  | Withdrawn
PJM | AB1-113 | 2015-10-27 | Solar PV | 10 | Maryland | Dorchester | Withdrawn | Delmarva Power & Light Company | East New Market 12kV | East New Market (SubstationID: 25965) | Dorchester - AB1-113 | 51900 | Document Posted
PJM | AB1-123 | 2015-10-29 | Solar PV | 18.4 | Maryland | Washington | Engineering And Procurement | Allegheny Power | Showalter 34.5kV | Showalter (SubstationID: 41529) | Mason Dixon Solar Center | 48604 | Document Posted | Document Posted | Document Posted | Wholesale Market Participation Agreement | Not Required
PJM | AB1-124 | 2015-10-29 | Solar PV | 20 | Maryland | Frederick | Engineering And Procurement | Allegheny Power | Carroll-Monocacy 34.5kV | Carroll (SubstationID: 596) - Monocacy (SubstationID: 597) | Legore Bridge Solar Center | 48606 | Document Posted | Document Posted | Document Posted | Wholesale Market Participation Agreement | Not Required
PJM | AB1-125 | 2015-10-29 | Solar PV | 15 | Maryland | Frederick | Engineering And Procurement | Allegheny Power | Carroll-Monocacy 34.5kV | Carroll (SubstationID: 596) - Monocacy (SubstationID: 597) | Biggs Ford Solar Center | 48608 | Document Posted | Document Posted | Not Required | Wholesale Market Participation Agreement | Not Required
PJM | AB1-126 | 2015-10-29 | Solar PV | 20 | Pennsylvania | Franklin | Withdrawn | Allegheny Power | McConnellsburg-Mercersburg 34.5kV | McConnellsburg (SubstationID: 37938) - Mercersburg (SubstationID: 48622) | Franklin - AB1-126 | 51901 | Document Posted | Document Posted | Not Required | Withdrawn | Withdrawn
PJM | AB1-127 | 2015-10-29 | Solar PV | 20 | Pennsylvania | Franklin | In Service | Allegheny Power | St. Thomas-Guilford 34.5kV | Guilford (SubstationID: 19587) - Saint Thomas (SubstationID: 48636) | St. Thomas Township Solar Facility | 48509 | Document Posted | Document Posted | Not Required | Document Posted | Document Posted
PJM | AB1-128 | 2015-10-29 | Solar PV | 20 | Pennsylvania | Franklin | In Service | Allegheny Power | St. Thomas-Mercersburg 34.5kV | Saint Thomas (SubstationID: 48636) | St. Thomas Township Solar Facility II | 48511 | Document Posted | Document Posted | Not Required | Document Posted | Document Posted
PJM | AB1-129 | 2015-10-29 | Solar PV | 15 | Pennsylvania | Franklin | Withdrawn | Allegheny Power | Mercersburg-Milnor 34.5kV | Mercersburg (SubstationID: 48622) | Franklin - AB1-129 | 51902 | Document Posted | Document Posted | Not Required | Withdrawn | Withdrawn
PJM | AB1-130 | 2015-10-29 | Solar PV | 10 | Maryland | Somerset | Withdrawn | Delmarva Power & Light Company | Loretto 69kV | Loretto (SubstationID: 20993) |  |  | Withdrawn
PJM | AB1-132 | 2015-10-30 | Solar PV | 120 | North Carolina | Northhampton | Engineering And Procurement | Dominion | Thelma 230kV | Thelma (SubstationID: 41538) | Gaston Green Acres Solar | 48305 | Document Posted | Document Posted | Document Posted | Document Posted | Document Posted
PJM | AB1-133 | 2015-10-30 | Solar PV | 20 | Maryland | Somerset | Withdrawn | Delmarva Power & Light Company | Chestertown 69kV | Chestertown (SubstationID: 25961) |  |  | Withdrawn
PJM | AB1-134 | 2015-10-30 | Solar PV | 60 | Maryland | Queen Anne's | Withdrawn | Delmarva Power & Light Company | Wye Mills-Centreville 69kV | Centreville (SubstationID: 25960) - Wye Mills (SubstationID: 19217) |  |  | Withdrawn
PJM | AB1-135 | 2015-10-30 | Solar PV | 20 | Virginia | Unknown | Withdrawn | Dominion | Chickahominy 34.5kV | Chickahominy (SubstationID: 39292) | Charles City Solar | 48309 | Document Posted | Document Posted | Document Posted | Document Posted | Document Posted
PJM | AB1-136 | 2015-10-30 | Solar PV | 80 | Ohio | Franklin | Withdrawn | American Electric Power (AEP) | Picway Solar 138kV | Picway (SubstationID: 16834) |  |  | Withdrawn
PJM | AB1-137 | 2015-10-30 | Solar PV | 6 | Delaware | Sussex | Withdrawn | Delmarva Power & Light Company | Frankford 25kV | Frankford (SubstationID: 25925) | Millsboro Solar | 48297 | Document Posted | Document Posted | Document Posted | Wholesale Market Participation Agreement | Not Required
PJM | AB1-138 | 2015-10-30 | Solar PV | 9.6 | New Jersey | Ocean | In Service | Jersey Central Power & Light | Navy 34.5kV | Navy (SubstationID: 41530) | Lakehurst Solar | 48296 | Document Posted | Document Posted | Not Required | Document Posted | Document Posted
PJM | AB1-139 | 2015-10-30 | Solar PV | 6.6 | New Jersey | Middlesex | In Service | Public Service Electric and Gas Company (PSE&G) | Metuchen 26kV | Metuchen (SubstationID: 13182) | Nixon Lane Solar | 48292 | Document Posted | Document Posted | Not Required | Wholesale Market Participation Agreement | Not Required
PJM | AB1-141 | 2015-10-30 | Solar PV | 19.8 | Maryland | Queen Anne's | Engineering And Procurement | Delmarva Power & Light Company | Church-Wye Mills 138 kV I | Church (SubstationID: 14056) - Wye Mills (SubstationID: 19217) | Bluegrass Solar | 48290 | Document Posted | Document Posted | Document Posted | Document Posted | Document Posted
PJM | AB1-142 | 2015-10-30 | Solar PV | 19.8 | Maryland | Queen Anne's | Engineering And Procurement | Delmarva Power & Light Company | Church-Wye Mills 138 kV II | Church (SubstationID: 14056) - Wye Mills (SubstationID: 19217) | Bluegrass Solar | 48290 | Document Posted | Document Posted | Document Posted | Document Posted | Document Posted
PJM | AB1-145 | 2015-10-30 | Solar PV | 3 | New Jersey | Camden | Withdrawn | Atlantic City Electric | Winslow 12kV | Atco - Waterford (SubstationID: 24520) | Winslow Solar | 48289 | Document Posted | Document Posted | Document Posted | Withdrawn | Not Required
PJM | AB1-149 | 2015-10-30 | Wind | 121.6 | West Virginia | Hardy | Withdrawn | Allegheny Power | Baker 138kV | Baker (SubstationID: 37629) | Baker (AB1-149) | 45500 | Document Posted | Document Posted | Withdrawn
PJM | AB1-150 | 2015-10-30 | Wind | 50.6 | West Virginia | Greenbrier | In Service | Allegheny Power | Grassy Falls 138kV | Grassy Falls (SubstationID: 21951) | Beech Ridge II | 45499 | Document Posted | Document Posted | Not Required | Document Posted | Document Posted
PJM | AB1-152 | 2015-10-30 | Solar PV | 15 | Virginia | Unknown | Withdrawn | Dominion | Culpeper 34.5kV | Culpeper (SubstationID: 39899) | Stevensburg Solar | 48272 | Document Posted | Document Posted | Not Required | Wholesale Market Participation Agreement | Not Required
PJM | AB1-155 | 2015-10-30 | Solar PV | 10 | Virginia | Surry | Withdrawn | Dominion | Wakefield 34.5kV | Wakefield (SubstationID: 36278) |  |  | Withdrawn
PJM | AB1-156 | 2015-10-30 | Solar PV | 20 | North Carolina | Camden | Withdrawn | Dominion | Sligo 34.5kV | Sligo (SubstationID: 46916) | Camden - AB1-156 | 51903 | Document Posted
PJM | AB1-158 | 2015-10-30 | Solar PV | 10 | Ohio | Perry | Withdrawn | American Electric Power (AEP) | Thornville 34.5kV | Thornville (SubstationID: 35714) |  |  | Withdrawn
PJM | AB1-159 | 2015-10-30 | Solar PV | 10 | Virginia | Surry | Withdrawn | Dominion | Wakefield 34.5kV | Wakefield (SubstationID: 36278) | Surry - AB1-159 | 51904 | Document Posted
PJM | AB1-160 | 2015-10-30 | Wind | 90 | Pennsylvania | Potter | In Service | Pennsylvania Electric Company (Penelec) | Gold-Sabinsville 115kV | Gold (SubstationID: 20031) - Hector (SubstationID: 45231) - Sabinsville (SubstationID: 41539) | Big Level | 41299 | Document Posted | Document Posted | Document Posted | Document Posted | Not Required
PJM | AB1-161 | 2015-10-30 | Solar PV | 1.3 | Maryland | Queen Anne's | Withdrawn | Delmarva Power & Light Company | Centreville 12kV | Centreville (SubstationID: 25960) | Queen Anne's - AB1-161 | 51905 | Document Posted
PJM | AB1-162 | 2015-10-30 | Solar PV | 16.7 | Maryland | Queen Anne's | Withdrawn | Delmarva Power & Light Company | Price 69 kV | Price (SubstationID: 19850) | Casper Solar Center | 47730 | Document Posted | Document Posted | Document Posted | Withdrawn
PJM | AB1-163 | 2015-10-30 | Solar PV | 5 | New Jersey | Ocean | Engineering And Procurement | Jersey Central Power & Light | Glidden-Van Hiseville 34.5 kV | Van Hiseville (SubstationID: 13432) | Legler Landfill Solar Farm | 48151 | Document Posted | Document Posted | Not Required | Wholesale Market Participation Agreement | Not Required
PJM | AB1-165 | 2015-10-30 | Solar PV | 3 | New Jersey | Burlington | Withdrawn | Atlantic City Electric | Tabernacle 12kV | Tabernacle (SubstationID: 24546) | Tabernacle (AB1-165) | 48147 | Document Posted | Document Posted | Document Posted | Withdrawn | Not Required
PJM | AB1-168 | 2015-10-30 | Solar PV | 4.5 | New Jersey | Camden | Withdrawn | Atlantic City Electric | Berlin 12kV | Tansboro - Winslow (SubstationID: 24547) | Berlin - AB1-168 | 48144 | Document Posted | Document Posted | Document Posted | Withdrawn | Not Required
PJM | AB1-170 | 2015-10-30 | Wind | 250 | Illinois | Grundy | Withdrawn | ComEd (Commonwealth Edison) | LaSalle-Braidwood | Braidwood Generating Station (SubstationID: 16870) - Lasalle (SubstationID: 25207) | LaSalle-Braidwood | 45497 | Document Posted
PJM | AB1-173 | 2015-10-30 | Solar PV | 19.8 | Virginia | Greensville | Engineering And Procurement | Dominion | Brink-Trego 115kV | Brink (SubstationID: 42494) - Trego (SubstationID: 35787) | Meherrin Solar II | 54876 | Document Posted | Document Posted | Document Posted | Document Posted | Document Posted
PJM | AB1-173A | 2015-10-30 | Solar PV | 39.6 | Virginia | Greensville | Engineering And Procurement | Dominion | Brink-Trego 115kV | Brink (SubstationID: 42494) - Trego (SubstationID: 35787) | Meherrin Solar II | 54876 | Document Posted | Document Posted | Document Posted | Document Posted | Document Posted
PJM | AB1-174 | 2015-10-30 | Solar PV | 10 | Ohio | Perry | Withdrawn | American Electric Power (AEP) | Thornville12kV | Thornville (SubstationID: 35714) | Thornville | 48092 | Document Posted | Document Posted | Not Required | Wholesale Market Participation Agreement | Not Required
PJM | AB1-176 | 2015-10-30 | Solar PV | 4 | Maryland | Queen Anne's | Active | Delmarva Power & Light Company | Price 25kV II | Price (SubstationID: 19850) | Cedar Lane Solar Farm | 48064 | Document Posted | Document Posted | Document Posted |  | Not Required
PJM | AB1-183 | 2015-10-30 | Solar PV | 99 | Maryland | Kent | Withdrawn | Delmarva Power & Light Company | Kennedyville-Massey 69kV | Kennedyville (SubstationID: 19888) - Massey (SubstationID: 25979) | Mills Branch Solar | 47144 | Document Posted | Document Posted | Not Required | Withdrawn | Withdrawn
PJM | AB1-184 | 2015-10-30 | Solar PV | 2 | Maryland | Queen Anne's | Withdrawn | Delmarva Power & Light Company | Centreville 12kV II | Centreville (SubstationID: 25960) | Queen Anne's - AB1-184 | 51906 | Document Posted
PJM | AB2-001 | 2015-11-02 | Solar PV | 10 | New Jersey | Hunterdon | In Service | Jersey Central Power & Light | Ringoes-US Bronze 34kV | Glen Gardner (SubstationID: 18639) | Flemington Solar Farm | 22044 | Document Posted | Document Posted | Not Required | Document Posted | Not Required
PJM | AB2-003 | 2015-11-09 | Solar PV | 4.4 | Maryland | Washington | Withdrawn | Allegheny Power | Halfway-N=Milnor 34.5kV | Halfway (SubstationID: 35340) | Thornton Solar Facility | 47781 | Document Posted | Document Posted | Not Required | Document Posted
PJM | AB2-004 | 2015-11-13 | Solar PV | 5.4 | Maryland | Washington | Withdrawn | Allegheny Power | Halfway-Milnor 34.5kV | Halfway (SubstationID: 35340) - Milnor (SubstationID: 48626) | Hagerstown Solar Facility (Salt Energy) | 47784 | Document Posted | Document Posted | Not Required | Document Posted | Document Posted
PJM | AB2-010 | 2015-12-01 | Solar PV | 5 | Virginia | Smyth | Suspended | American Electric Power (AEP) | Saltville-Holston 34.5kV - Phase I | Saltville (SubstationID: 21756) | Saltville-Holstone Phase I (AB2-010) | 47770 | Document Posted | Document Posted | Not Required | Wholesale Market Participation Agreement | Not Required
PJM | AB2-011 | 2015-12-01 | Solar PV | 5 | Virginia | Smyth | Suspended | American Electric Power (AEP) | Saltville-Holstone 34.5kV - Phase II | Saltville (SubstationID: 21756) | Saltville-Holstone Phase II (AB2-011) | 47766 | Document Posted | Document Posted | Not Required | Wholesale Market Participation Agreement | Not Required
PJM | AB2-015 | 2015-12-21 | Solar PV | 91 | Virginia | Southampton | Engineering And Procurement | Dominion | Franklin 115kV | Franklin (SubstationID: 23888) | Tidewater Solar | 47763 | Document Posted | Document Posted | Document Posted | Document Posted | Document Posted
PJM | AB2-016 | 2015-12-28 | Wind | 100 | Ohio | Van Wert | Withdrawn | American Electric Power (AEP) | Maddox Creek 345kV | Maddox Creek (SubstationID: 42630) | Maddox Creek | 45496 | Document Posted | Document Posted
PJM | AB2-018 | 2016-01-20 | Solar PV | 3 | North Carolina | Unknown | Withdrawn | Dominion | Bethel-Carolina 12.kkV | Bethel (SubstationID: 55455) - Carolina (SubstationID: 39134) |  |  | Withdrawn
PJM | AB2-022 | 2016-02-04 | Solar PV | 20 | North Carolina | Camden | Under Construction | Dominion | Elizabeth City 34.5kV | Elizabeth City (SubstationID: 13229) | Elizabeth City Solar | 47668 | Document Posted | Document Posted | Not Required | Wholesale Market Participation Agreement | Not Required
PJM | AB2-023 | 2016-02-04 | Solar PV | 15 | Virginia | Culpeper | Withdrawn | Dominion | Culpeper 34.5kV | Culpeper (SubstationID: 39899) | Culpeper - AB2-023 | 51907 | Withdrawn
PJM | AB2-024 | 2016-02-08 | Solar PV | 20 | Virginia | New Kent | In Service | Dominion | Correctional 34.5kV | Correctional (SubstationID: 39800) | Correctional Solar (Amazon Solar Farm US East 2) | 47670 | Document Posted | Not Required | Not Required | Wholesale Market Participation Agreement | Not Required
PJM | AB2-025 | 2016-02-08 | Solar PV | 20 | Virginia | Sussex | In Service | Dominion | Sapony 34.5kV | Sapony (SubstationID: 34163) | Sappony Solar (Amazon Solar Farm US East 4) (Sussex Drive Solar Project) | 47671 | Document Posted | Not Required | Not Required | Wholesale Market Participation Agreement | Not Required
PJM | AB2-026 | 2016-02-08 | Solar PV | 20 | Virginia | Powhatan | In Service | Dominion | Powhatan 34.5kV | Powhatan (SubstationID: 40130) | Scott II (Amazon Solar Farm US East 5) | 47672 | Document Posted | Not Required | Not Required | Wholesale Market Participation Agreement | Not Required
PJM | AB2-027 | 2016-02-10 | Solar PV | 8.8 | Maryland | Washington | Withdrawn | Allegheny Power | Maple Ave-Mount Lena 34.5kV | Maple Avenue (SubstationID: 48527) | Funkstown Solar | 47675 | Document Posted | Document Posted | Not Required | Wholesale Market Participation Agreement | Not Required
PJM | AB2-028 | 2016-02-10 | Wind | 200 | Indiana | Henry | Active | American Electric Power (AEP) | Fall Creek-Desoto 345kV | Desoto (SubstationID: 29872) - Fall Creek (SubstationID: 14015) | Big Blue River Wind Farm | 51797 | Document Posted | Document Posted | In Progress
PJM | AB2-029 | 2016-02-11 | Solar PV | 19.8 | Virginia | Fauquier | In Service | Dominion | Remington 34.5kV | Remington (SubstationID: 629) | Remington | 41570 | Document Posted | Not Required | Not Required | Wholesale Market Participation Agreement | Not Required
PJM | AB2-031 | 2016-02-11 | Solar PV | 59.6 | Virginia | Greensville | Engineering And Procurement | Dominion | Brink-Trego 115kV | Brink (SubstationID: 42494) - Trego (SubstationID: 35787) | Meherrin Solar I | 47678 | Document Posted | Document Posted | Document Posted | Document Posted | Not Required
PJM | AB2-032 | 2016-02-11 | Solar PV | 20 | Maryland | Queen Anne's | Engineering And Procurement | Delmarva Power & Light Company | Church-Wye Mills 138 kV | Church (SubstationID: 14056) - Price (SubstationID: 19850) - Wye Mills (SubstationID: 19217) | Bluegrass Solar | 48290 | Document Posted | Document Posted | Document Posted | Document Posted | Document Posted
PJM | AB2-033 | 2016-02-22 | Solar PV | 10 | Virginia | Accomack | Withdrawn | Old Dominion Electric Cooperative | Tasley 69kV | Tasley (SubstationID: 16717) | Tasley (AB2-033) | 47681 | Document Posted | Document Posted | Withdrawn
PJM | AB2-035 | 2016-02-23 | Solar PV | 3 | North Carolina | Pitt | Withdrawn | Dominion | Bethel-Carolina 12.5kV | Bethel-Carolina (SubstationID: 63121) | Bethel NC 11 Solar | 46584 | Document Posted | Document Posted | Not Required | Withdrawn | Withdrawn
PJM | AB2-036 | 2016-02-26 | Solar PV | 92 | Maryland | Caroline | Active | Delmarva Power & Light Company | Church-Steele 138kV | Church (SubstationID: 14056) - Oil City (SubstationID: 56620) | Cherrywood Solar 1 (92 MW) | 47682 | Document Posted | Document Posted | Document Posted
PJM | AB2-037 | 2016-02-26 | Solar PV | 202 | Maryland | Caroline | Active | Delmarva Power & Light Company | Keeney-Steele 230kV | Keeney (SubstationID: 14155) - Steele (SubstationID: 21668) | Cherrywood Solar 1 (202 MW) | 47690 | Document Posted | Document Posted | Document Posted
PJM | AB2-043 | 2016-02-29 | Solar PV | 49.9 | Virginia | Mecklenburg | Under Construction | Dominion | Chase City 115kV | Chase City (SubstationID: 21171) | Bluestone Farm Solar | 47699 | Document Posted | Document Posted | Document Posted | Document Posted | Document Posted
PJM | AB2-044 | 2016-02-29 | Solar PV | 10 | New Jersey | Middlesex | Withdrawn | Public Service Electric and Gas Company (PSE&G) |  |  |  |  | Withdrawn
PJM | AB2-045 | 2016-02-29 | Solar PV | 19.8 | Virginia | Buckingham | In Service | Dominion | Buckingham 34.5kV | Buckingham (SubstationID: 38705) | Buckingham Solar I (Amazon Solar Farm US East 3) | 47705 | Document Posted | Not Required | Not Required | Wholesale Market Participation Agreement | Not Required
PJM | AB2-047 | 2016-02-29 | Wind | 250 | Illinois | Mclean | In Service | ComEd (Commonwealth Edison) | Brokaw-Pontiac Midpoint | Brokaw (SubstationID: 20215) - Pontiac-Midpoint (SubstationID: 953) | Blooming Grove WF | 47707 | Document Posted | Document Posted | Not Required | Document Posted | Document Posted
PJM | AB2-038 | 2016-02-29 | Wind | 200 | Pennsylvania | Somerset | Withdrawn | Allegheny Power | Frostburg 138kV | Frostburg No. 1 (SubstationID: 750) | Mason Dixon Wind Farm | 50241 | Document Posted | Document Posted | Not Required | Document Posted | Document Posted
PJM | AB2-039 | 2016-02-29 | Solar PV | 85 | Virginia | Southampton | Withdrawn | Dominion | Bakers Pond-Ivor 115kV | Bakers Pond (SubstationID: 42495) - Ivor (SubstationID: 36024) | Bakers Pond-Ivor (AB2-039) | 47693 | Document Posted | Document Posted
PJM | AB2-040 | 2016-02-29 | Solar PV | 80 | Virginia | Greensville | Engineering And Procurement | Dominion | Brink 115kV | Brink (SubstationID: 42494) | Brink Solar Project | 47694 | Document Posted | Document Posted | Document Posted | Document Posted | Document Posted
PJM | AB2-041 | 2016-02-29 | Wind | 219.4 | Pennsylvania | Somerset | Withdrawn | Allegheny Power | Frostburg 138kV | Frostburg No. 1 (SubstationID: 750) | Mason Dixon Wind Farm | 50241 | Document Posted | Document Posted | Not Required | Document Posted | Not Required
PJM | AB2-042 | 2016-02-29 | Solar PV | 160 | Virginia | Isle Of Wight | Withdrawn | Dominion | Smithfield-Surry 230kV | Smithfield (SubstationID: 34662) - Surry Switching Station (SubstationID: 13905) | Smithfield-Surry (AB2-042) | 47696 | Document Posted
PJM | AB2-049 | 2016-03-04 | Solar PV | 3 | New Jersey | Camden | Engineering And Procurement | Atlantic City Electric | Gloucester Township 12kV | Pine Hill (SubstationID: 24537) | GEMS Landfill Solar | 47709 | Document Posted | Document Posted | Document Posted | Wholesale Market Participation Agreement | Not Required
PJM | AB2-052 | 2016-03-16 | Solar PV | 20 | Virginia | Culpeper | Withdrawn | Dominion | Culpeper 34.5kV | Culpeper (SubstationID: 39899) | Culpeper (AB2-052) | 47710 | Document Posted | Withdrawn
PJM | AB2-053 | 2016-03-17 | Solar PV | 20 | Virginia | Culpeper | Withdrawn | Dominion | Culpeper 34.5kV | Culpeper (SubstationID: 39899) | Culpeper (AB2-053) | 47711 | Document Posted | Withdrawn
PJM | AB2-056 | 2016-03-21 | Solar PV | 10 | Maryland | Cecil | Withdrawn | Delmarva Power & Light Company | Colora 34.5kV | Colora (SubstationID: 25901) | Colora (AB2-056) | 47713 | Document Posted | Document Posted
PJM | AB2-057 | 2016-03-24 | Solar PV | 10 | New Jersey | Middlesex | In Service | Public Service Electric and Gas Company (PSE&G) | Brunswick 26kV | Brunswick Switching Station (SubstationID: 21248) | New Road Solar | 47714 | Document Posted | Document Posted | Not Required | Wholesale Market Participation Agreement | Not Required
PJM | AB2-058 | 2016-03-25 | Solar PV | 10 | New Jersey | Warren | In Service | Jersey Central Power & Light | Stewartsville 34.5kV | Stewartsville (SubstationID: 19537) | Greenwich Solar | 46192 | Document Posted | Document Posted | Not Required | Document Posted | Not Required
PJM | AB2-059 | 2016-03-25 | Solar PV | 100 | North Carolina | Edgecombe | In Service | Dominion | Benson-Dunbar 115kV | Benson (SubstationID: 27636) - Dunbar (SubstationID: 26365) | Moccasin Creek Solar | 47724 | Document Posted | Document Posted | Document Posted | Document Posted | Document Posted
PJM | AB2-060 | 2016-03-25 | Solar PV | 80 | Virginia | Mecklenburg | In Service | Dominion | Chase City-Lunenburg 115kV | Chase City (SubstationID: 21171) | Grasshopper Solar (AKA Chase City Solar) | 52736 | Document Posted | Document Posted | Document Posted | Document Posted | Document Posted
PJM | AB2-061 | 2016-03-29 | Solar PV | 2.5 | New Jersey | Middlesex | Withdrawn | Public Service Electric and Gas Company (PSE&G) | Meadow Road 13kV | Meadow Road (SubstationID: 21258) | Meadow Road (AB2-061) | 47728 | Document Posted | Document Posted | Not Required | Wholesale Market Participation Agreement | Not Required
PJM | AB2-062 | 2016-03-30 | Solar PV | 20 | Virginia | Orange | Withdrawn | Dominion | Unionville 115kV | Unionville Dp (SubstationID: 36146) | Orange - AB2-062 | 47729 | Document Posted | Document Posted | Document Posted | Withdrawn | Withdrawn
PJM | AB2-063 | 2016-03-30 | Solar PV | 20 | Maryland | Queen Anne's | Withdrawn | Delmarva Power & Light Company | Price 69kV | Price (SubstationID: 19850) | Casper Solar Center | 47730 | Document Posted | Document Posted | Document Posted | Withdrawn
PJM | AB2-064 | 2016-03-30 | Solar PV | 40 | Ohio | Van Wert | Withdrawn | American Electric Power (AEP) | Southwest Lima 345kV | Southwest Lima (SubstationID: 19981) | RP Mone (AB2-064) | 47731 | Document Posted
PJM | AB2-065 | 2016-03-30 | Wind | 124.2 | Indiana | Rush | Withdrawn | American Electric Power (AEP) | Madison-Tanners Creek 138kV | Madison (SubstationID: 42975) - Tanners Creek (SubstationID: 16837) | Flat Rock | 39402 | Document Posted | Document Posted
PJM | AB2-069 | 2016-03-31 | Solar PV | 49 | Virginia | Mecklenburg | Withdrawn | Dominion | Chase City-Kerr Dam 115kV | Chase City (SubstationID: 21171) - Kerr Dam (SubstationID: 18035) | Chase City-Kerr Dam (AB2-069) | 47734 | Document Posted
PJM | AB2-070 | 2016-03-31 | Wind | 200 | Illinois | Dewitt | Engineering And Procurement | ComEd (Commonwealth Edison) | Mt. Pulaski-Brokaw | Brokaw (SubstationID: 20215) - Lanesville (SubstationID: 22858) - Mt Pulaski (SubstationID: 50108) | Alta Farms II | 47739 | Document Posted | Document Posted | Document Posted | Document Posted | Document Posted
PJM | AB2-071 | 2016-03-31 | Solar PV | 100 | Pennsylvania | Adams | Withdrawn | Metropolitan Edison Company | Hunterstown-Lincoln 115kV | Hunterstown Combined-Cycle (SubstationID: 17039) - Lincoln (SubstationID: 42312) | Hunterstown-Lincoln (AB2-071) | 47743 | Document Posted | Document Posted
PJM | AB2-072 | 2016-03-31 | Solar PV | 18 | Virginia | King George | Withdrawn | Dominion | Arnold's Corner 34.5kV | Arnolds Corner (SubstationID: 37535) | Arnold's Corner (AB2-072) | 47747 | Document Posted | Document Posted | Not Required | Withdrawn | Withdrawn
PJM | AB2-073 | 2016-04-01 | Solar PV | 5 | North Carolina | Hertford | Withdrawn | Dominion | Earleys 230kV | Earleys (SubstationID: 42619) |  |  | Withdrawn
PJM | AB2-077 | 2016-04-11 | Solar PV | 20 | Virginia | Mecklenburg | Engineering And Procurement | Dominion | Buggs Island-Chase City 115kV | Buggs Island NUG (SubstationID: 48273) - Chase City (SubstationID: 21171) | Otter Creek Solar Project | 47748 | Document Posted | Document Posted | Document Posted | Document Posted | Document Posted
PJM | AB2-078 | 2016-04-11 | Solar PV | 20 | Virginia | Mecklenburg | Engineering And Procurement | Dominion | Buggs Island-Chase City 115kV | Buggs Island NUG (SubstationID: 48273) - Chase City (SubstationID: 21171) | Otter Creek Solar Project | 47748 | Document Posted | Document Posted | Document Posted | Document Posted | Document Posted
PJM | AB2-079 | 2016-04-11 | Solar PV | 20 | Virginia | Mecklenburg | Engineering And Procurement | Dominion | Buggs Island-Chase City 115kV | Buggs Island NUG (SubstationID: 48273) - Chase City (SubstationID: 21171) | Otter Creek Solar Project | 47748 | Document Posted | Document Posted | Document Posted | Document Posted | Document Posted
PJM | AB2-081 | 2016-04-13 | Solar PV | 20 | North Carolina | Camden | Withdrawn | Dominion | Sligo 34.5kV |  |  |  | Withdrawn
PJM | AB2-083 | 2016-04-14 | Solar PV | 40 | Ohio | Ross | Withdrawn | American Electric Power (AEP) | Delano 138kV | Delano (SubstationID: 19630) | Delano (AC1-001) | 47924 | Document Posted | Document Posted | Withdrawn
PJM | AB2-084 | 2016-04-15 | Solar PV | 10 | Maryland | Somerset | Withdrawn | Delmarva Power & Light Company | Costen 25kV | Costen (SubstationID: 42273) | Costen Solar Energy Center | 47754 | Document Posted | Document Posted | Not Required | Wholesale Market Participation Agreement | Not Required
PJM | AB2-085 | 2016-04-18 | Solar PV | 80 | Ohio | Adams | Active | American Electric Power (AEP) | Adams 138kV | Adams (SubstationID: 36833) | Adams (AB2-085) | 47758 | Document Posted | Document Posted | In Progress
PJM | AB2-086 | 2016-04-18 | Solar PV | 20 | Virginia | City Of Chesapeake | Withdrawn | Dominion | Grassfield 13.2kV | Grassfield (SubstationID: 34970) |  |  | Withdrawn
PJM | AB2-087 | 2016-04-21 | Solar PV | 5 | North Carolina | Hertford | Withdrawn | Dominion | Earleys 34.5kV | Earleys (SubstationID: 42619) | Earleys (AB2-087) | 47799 | Document Posted | Withdrawn
PJM | AB2-088 | 2016-04-22 | Solar PV | 4 | North Carolina | Edgecombe | Withdrawn | Dominion | Tarboro 12.5kV | Tarboro (SubstationID: 41536) | Tarboro (AB2-088) | 47802 | Document Posted | Document Posted | Not Required | Withdrawn | Withdrawn
PJM | AB2-089 | 2016-04-25 | Solar PV | 20 | Virginia | Mecklenburg | Withdrawn | Dominion | Beechwood DP-Palmer Springs 115 kV | Beechwood D.P. (SubstationID: 41528) | Ladybug Solar | 47838 | Document Posted | Document Posted | Document Posted | Interim Study | Document Posted
PJM | AB2-090 | 2016-04-25 | Solar PV | 36 | Virginia | Mecklenburg | Withdrawn | Dominion | Chase City 34.5kV | Chase City (SubstationID: 21171) | Cicada Solar | 47821 | Document Posted | Interim Study | Document Posted | Withdrawn | Withdrawn
PJM | AB2-095 | 2016-04-26 | Solar PV | 30 | Maryland | Wicomico | Withdrawn | Delmarva Power & Light Company | Ocean Pines-Walston Switch 69kV | Ocean Pines (SubstationID: 63080) - Walston Switch (SubstationID: 63091) | Ocean Pines-Walston Switch (AB2-095) | 47841 | Document Posted
PJM | AB2-097 | 2016-04-27 | Solar PV | 10 | Maryland | Washington | Partially In Service - Under Construction | Allegheny Power | Antietam 34.5kV | Antietam (SubstationID: 37492) | Solar Hagerstown (FKA Hagerstown Plant) | 47844 | Document Posted | Document Posted | Not Required | Wholesale Market Participation Agreement | Not Required
PJM | AB2-098 | 2016-04-27 | Solar PV | 5 | North Carolina | Martin | Withdrawn | Dominion | Everetts 34.5kV | Everetts (SubstationID: 41615) | Everetts (AB2-098) | 47846 | Document Posted | Withdrawn
PJM | AB2-099 | 2016-04-27 | Solar PV | 5 | North Carolina | Hertford | Suspended | Dominion | Ahoskie 34.5kV | Ahoskie (SubstationID: 42631) | Colice Hall Solar | 47847 | Document Posted | Document Posted | Not Required | Document Posted | Document Posted
PJM | AB2-100 | 2016-04-27 | Solar PV | 100 | Virginia | Greensville | Partially In Service - Under Construction | Dominion | Clubhouse-Lakeview 230kV | Clubhouse (SubstationID: 39668) - Lakeview (SubstationID: 56764) | Sadler Solar | 47848 | Document Posted | Document Posted | Document Posted | Document Posted | Document Posted
PJM | AB2-103 | 2016-04-28 | Solar PV | 40 | Ohio | Adams | Withdrawn | American Electric Power (AEP) | Seaman 138kV | Seaman (SubstationID: 34232) | Seaman (AB2-103) | 47850 | Document Posted | Document Posted
PJM | AB2-110 | 2016-04-28 | Solar PV | 11.1 | New Jersey | Monmouth | Withdrawn | Jersey Central Power & Light | Englishtown-Millhurst 34.5kV | Englishtown (SubstationID: 19172) - Millhurst (SubstationID: 19536) | Englishtown-Millhurst (AB2-110) | 47851 | Document Posted | Withdrawn
PJM | AB2-111 | 2016-04-28 | Solar PV | 11.1 | New Jersey | Monmouth | Withdrawn | Jersey Central Power & Light | Millhurst-Rt 33 Switch Point 34.5kV | Millhurst (SubstationID: 19536) | Millhurst-Rt 33 Switch Point (AB2-111) | 47852 | Document Posted | Withdrawn
PJM | AB2-113 | 2016-04-28 | Solar PV | 2 | Maryland | Cecil | Withdrawn | Delmarva Power & Light Company | Cecil County 1 | Colora (SubstationID: 25901) | Cecil County 1 (AB2-113) | 47918 | Document Posted
PJM | AB2-114 | 2016-04-28 | Solar PV | 2 | Maryland | Cecil | Withdrawn | Delmarva Power & Light Company | Cecil County 2 | Colora (SubstationID: 25901) | Cecil County 2 (AB2-114) | 47919 | Document Posted
PJM | AB2-115 | 2016-04-28 | Solar PV | 2 | Maryland | Cecil | Withdrawn | Delmarva Power & Light Company | Cecil County 3 | Cecil (SubstationID: 25898) | Cecil County 3 (AB2-115) | 47922 | Document Posted
PJM | AB2-116 | 2016-04-28 | Solar PV | 2 | Maryland | Cecil | Withdrawn | Delmarva Power & Light Company | Cecil County 4 | Colora (SubstationID: 25901) | Cecil County 4 (AB2-116) | 47923 | Document Posted
PJM | AB2-117 | 2016-04-28 | Solar PV | 2 | Maryland | Cecil | Withdrawn | Delmarva Power & Light Company | Cecil County 5 | Colora (SubstationID: 25901) | Cecil County 5 (AB2-117) | 47925 | Document Posted
PJM | AB2-118 | 2016-04-28 | Solar PV | 2 | Maryland | Cecil | Withdrawn | Delmarva Power & Light Company | Cecil County 6 | Colora (SubstationID: 25901) | Cecil County 6 (AB2-118) | 47927 | Document Posted
PJM | AB2-119 | 2016-04-28 | Solar PV | 1.5 | New Jersey | Cape May | Withdrawn | Atlantic City Electric | Middle Township 12kV | Court (SubstationID: 24502) | Middle Township (AB2-119) | 47891 | Document Posted | Document Posted
PJM | AB2-120 | 2016-04-28 | Solar PV | 100 | Maryland | Worcester | Withdrawn | Delmarva Power & Light Company | Piney Grove-New Church 138kV | New Church (SubstationID: 56550) - Piney Grove (SubstationID: 20994) | Piney Grove-New Church (AB2-120) | 47929 | Document Posted | Document Posted | Document Posted
PJM | AB2-121 | 2016-04-28 | Solar PV | 5 | New Jersey | Burlington | Withdrawn | Public Service Electric and Gas Company (PSE&G) | Burlington 26kV | Burlington (SubstationID: 11690) | Burlington (AB2-121) | 47934 | Document Posted | Document Posted | Not Required | Withdrawn | Not Required
PJM | AB2-122 | 2016-04-28 | Solar PV | 1.9 | New Jersey | Atlantic | Withdrawn | Atlantic City Electric | Egg Harbor 12kV | Cardiff (SubstationID: 19546) | Winzinger Egg Harbor Solar Project | 47892 | Document Posted | Document Posted | Document Posted | Wholesale Market Participation Agreement | Not Required
PJM | AB2-123 | 2016-04-28 | Solar PV | 5 | Maryland | Howard | Withdrawn | Baltimore Gas & Electric | Whiterock 34kV | White Rock (SubstationID: 24724) | Whiterock (AB2-123) | 47911 | Document Posted | Document Posted | Not Required | Withdrawn | Not Required
PJM | AB2-124 | 2016-04-28 | Solar PV | 5 | Maryland | Howard | Withdrawn | Baltimore Gas & Electric | Whiterock 34kV | White Rock (SubstationID: 24724) | Whiterock (AB2-124) | 47912 | Document Posted | Document Posted | Not Required | Withdrawn | Not Required
PJM | AB2-125 | 2016-04-28 | Solar PV | 3.3 | Maryland | Anne Arundel | Withdrawn | Baltimore Gas & Electric | Marriott Hill 34kV | Marriott Hill (SubstationID: 24692) | Marriott Hill (AB2-125) | 47913 | Document Posted | Document Posted | Not Required | Withdrawn | Not Required
PJM | AB2-126 | 2016-04-28 | Solar PV | 3.8 | Maryland | Baltimore County | Withdrawn | Baltimore Gas & Electric | Finksburg 34kV | Finksburg (SubstationID: 24671) | Finksburg (AB2-126) | 47915 | Document Posted | Document Posted | Not Required | Withdrawn | Not Required
PJM | AB2-185 | 2016-04-29 | Solar PV | 8 | Maryland | Queen Anne's | Active | Delmarva Power & Light Company | Wye Mills 25kV | Wye Mills (SubstationID: 19217) | Woodbury Farm Solar | 47967 | Document Posted | Document Posted | Document Posted |  | Not Required
PJM | AB2-186 | 2016-04-29 | Solar PV | 5 | North Carolina | Perquimans | Withdrawn | Dominion | South Hertford 34.5kV | Hertford (SubstationID: 54669) | Hertford - AB2-186 | 47965 | Document Posted | Document Posted | Not Required | Withdrawn
PJM | AB2-187 | 2016-04-29 | Solar PV | 80 | Delaware | Sussex | Withdrawn | Delmarva Power & Light Company | Indian River-Nelson 138kV |  |  |  | Withdrawn
PJM | AB2-188 | 2016-04-29 | Solar PV | 20 | North Carolina | Washington | Withdrawn | Dominion | Creswell 34.5kV | Creswell (SubstationID: 42635) | Creswell Hwy 64 Solar | 47963 | Document Posted | Document Posted | Not Required | Withdrawn
PJM | AB2-190 | 2016-04-29 | Solar PV | 160 | Virginia | Prince George | Engineering And Procurement | Dominion | Hopewell-Surry 230kV | Hopewell (SubstationID: 650) - Surry Switching Station (SubstationID: 13905) | Fort Powhatan Solar | 47957 | Document Posted | Document Posted | Document Posted | Document Posted | Document Posted
PJM | AB2-191 | 2016-04-29 | Wind | 70.4 | Illinois | Lee | In Service | ComEd (Commonwealth Edison) | Mendota Hills | Haumesser Road (SubstationID: 21242) - Mendota (SubstationID: 19962) | Mendota Hills | 1195 | Document Posted | Document Posted | Not Required | Document Posted | Not Required
PJM | AB2-192 | 2016-04-29 | Solar PV | 20 | Virginia | Accomack | Withdrawn | Old Dominion Electric Cooperative | Tasley-Oak Hall 69kV II | Oak Hall (SubstationID: 25940) - Tasley (SubstationID: 16717) | Tasley-Oak Hall (AB2-192) | 47946 | Document Posted
PJM | AB2-189 | 2016-04-29 | Solar PV | 120 | North Carolina | Washington | Withdrawn | Dominion | Mackeys 230kV |  |  |  | Withdrawn
PJM | AB2-140 | 2016-04-29 | Solar PV | 3 | Maryland | Harford | Withdrawn | Baltimore Gas & Electric | Rock Ridge 13kV | Rock Ridge (SubstationID: 24711) | Rock Ridge (AB2-140) | 47986 | Document Posted | Document Posted | Not Required | Withdrawn | Not Required
PJM | AB2-142 | 2016-04-29 | Solar PV | 13.4 | Maryland | Caroline | Withdrawn | Delmarva Power & Light Company | Steele 25kV | Steele (SubstationID: 21668) | Hobbs Solar Center | 47992 | Document Posted | Document Posted
PJM | AB2-143 | 2016-04-29 | Solar PV | 20 | Maryland | Kent | Withdrawn | Delmarva Power & Light Company | Lynch 25kV | Lynch (SubstationID: 25977) | Lynch (AB2-143) | 47993 | Document Posted
PJM | AB2-144 | 2016-04-29 | Solar PV | 13.8 | Maryland | Frederick | Withdrawn | Allegheny Power | EmmitsburgñTaneytown 2 34.5 kV | Emmitsburg (SubstationID: 19547) | Emmitsburg-Taneytown 2 (AB2-144) | 47985 | Document Posted | Document Posted |  | Withdrawn | Withdrawn
PJM | AB2-147 | 2016-04-29 | Solar PV | 40 | Virginia | Greensville | Withdrawn | Dominion | Clubhouse-Freeman 115kV | Clubhouse (SubstationID: 39668) - Freeman (SubstationID: 42544) | Clubhouse-Freeman (AB2-147) | 48003 | Document Posted | Document Posted
PJM | AB2-148 | 2016-04-29 | Solar PV | 19.9 | North Carolina | Hertford | Withdrawn | Dominion | Mapleton-Murphy 115kV | Mapleton D.P. (SubstationID: 56819) |  |  | Withdrawn
PJM | AB2-149 | 2016-04-29 | Solar PV | 50 | Virginia | Isle Of Wight | Withdrawn | Dominion | Myrtle-Windsor 115kV | Myrtle (SubstationID: 38576) | Fresh Air Energy II (Windsor) | 48008 | Document Posted | Document Posted
PJM | AB2-150 | 2016-04-29 | Solar PV | 40 | Virginia | Greensville | Withdrawn | Dominion | Clubhouse-Freeman 115kV | Clubhouse (SubstationID: 39668) - Freeman (SubstationID: 42544) | Fresh Air Energy II (Emporia) | 48014 | Document Posted | Document Posted
PJM | AB2-151 | 2016-04-29 | Solar PV | 19.9 | North Carolina | Hertford | Withdrawn | Dominion | Mapleton-Murphy 115kV | Mapleton D.P. (SubstationID: 56819) |  |  | Withdrawn
PJM | AB2-153 | 2016-04-29 | Solar PV | 20 | Maryland | Queen Anne's | Engineering And Procurement | Delmarva Power & Light Company | Church-Wye Mills 138 kV | Church (SubstationID: 14056) - Wye Mills (SubstationID: 19217) | Bluegrass Solar | 48290 | Document Posted | Document Posted | Document Posted | Document Posted | Document Posted
PJM | AB2-157 | 2016-04-29 | Solar PV | 2.5 | Maryland | Prince George's | In Service | Potomac Electric Power Company (PEPCO) | Prince George's County 12kV | Benning (SubstationID: 17947) - Ritchie (SubstationID: 13410) | Phoenix Solar (FKA Rollins Avenue Phoenix) | 48033 | Document Posted | Document Posted | Document Posted | Wholesale Market Participation Agreement | Not Required
PJM | AB2-158 | 2016-04-29 | Solar PV | 88.2 | Virginia | Louisa | Partially In Service - Under Construction | Dominion | Louisa-South Anna 230kV | Louisa CT (SubstationID: 18098) - South Anna (SubstationID: 56055) | Belcher Solar | 60146 | Document Posted | Document Posted | Document Posted | Document Posted | Document Posted
PJM | AB2-159 | 2016-04-29 | Solar PV | 8.1 | New Jersey | Burlington | Withdrawn | Public Service Electric and Gas Company (PSE&G) | Lumberton 13kV | Lumberton (SubstationID: 27901) | Lumberton (AB2-159) | 48047 | Withdrawn | Withdrawn
PJM | AB2-160 | 2016-04-29 | Solar PV | 80 | Virginia | Dinwiddie | Engineering And Procurement | Dominion | Reams 115kV | Reams (SubstationID: 42632) | Lily Pond Solar (FKA Reams Solar) | 48029 | Document Posted | Document Posted | Document Posted | Document Posted | Document Posted
PJM | AB2-161 | 2016-04-29 | Solar PV | 50 | Virginia | Sussex | Engineering And Procurement | Dominion | Waverly #2 DP 115kV | Waverly #2 (SubstationID: 42633) | Waverly Solar | 48030 | Document Posted | Document Posted | Document Posted | Document Posted | Document Posted
PJM | AB2-164 | 2016-04-29 | Solar PV | 20 | Virginia | Accomack | Withdrawn | Old Dominion Electric Cooperative | Wattsville-Wallops Island 69kV | Wallops Island (SubstationID: 36289) - Wattsville (SubstationID: 21141) | Wattsville-Wallops Island (AB2-164) | 48041 | Document Posted
PJM | AB2-165 | 2016-04-29 | Solar PV | 20 | Virginia | Accomack | Withdrawn | Old Dominion Electric Cooperative | Tasley-Oak Hall 69kV I | Oak Hall (SubstationID: 25940) - Tasley (SubstationID: 16717) | Tasley-Oak Hall (AB2-165) | 48044 | Document Posted
PJM | AB2-166 | 2016-04-29 | Solar PV | 5.5 | Maryland | Wicomico | Withdrawn | Delmarva Power & Light Company | Edgewood 12kV | Edgewood (SubstationID: 24667) | Aydelotte Solar Project | 48034 | Document Posted | Document Posted | Not Required | Wholesale Market Participation Agreement | Not Required
PJM | AB2-167 | 2016-04-29 | Solar PV | 14 | Maryland | Worcester | Withdrawn | Delmarva Power & Light Company | Stockton 69kV | Stockton (SubstationID: 21139) | Stockton - AB2-167 | 48037 | Document Posted | Document Posted
PJM | AB2-168 | 2016-04-29 | Solar PV | 9 | Maryland | Cecil | Withdrawn | Delmarva Power & Light Company | Perch 34.5kV | Glasgow (SubstationID: 19695) | Crouse Solar Project | 48038 | Document Posted | Document Posted | Document Posted | Wholesale Market Participation Agreement | Not Required
PJM | AB2-169 | 2016-04-29 | Solar PV | 74 | North Carolina | Hyde | Partially In Service - Under Construction | Dominion | Pantago-Five Points 115kV | Pantego (SubstationID: 20042) | Wilkinson Solar Energy Center | 47988 | Document Posted | Document Posted | Document Posted | Document Posted | Document Posted
PJM | AB2-170 | 2016-04-29 | Solar PV | 150 | Ohio | Hardin | Partially In Service - Under Construction | American Electric Power (AEP) | East Lima-Marysville 345kV | East Lima (SubstationID: 20097) - Marysville (SubstationID: 14199) | Hardin Solar Energy Center I | 47871 | Document Posted | Document Posted | Document Posted | Document Posted | Document Posted
PJM | AB2-171 | 2016-04-29 | Solar PV | 75 | Virginia | Southampton | Withdrawn | Dominion | Handsome 115kV | Handsome DP (SubstationID: 41675) | Handsome (AB2-171) | 48254 | Document Posted | Document Posted
PJM | AB2-172 | 2016-04-29 | Solar PV | 50 | Maryland | Dorchester | Engineering And Procurement | Delmarva Power & Light Company | Todd 69kV | Todd (SubstationID: 19854) | Richfield Solar and Storage | 48018 | Document Posted | Document Posted | Document Posted | Document Posted | Document Posted
PJM | AB2-174 | 2016-04-29 | Solar PV | 80 | Virginia | Greensville | In Service | Dominion | Emporia-Trego 115kV | Emporia (SubstationID: 33942) - Trego (SubstationID: 35787) | Greensville County Solar | 48017 | Document Posted | Document Posted | Document Posted | Document Posted | Document Posted
PJM | AB2-176 | 2016-04-29 | Solar PV | 14 | Virginia | Mecklenburg | Withdrawn | Dominion | Chase City 34.5kV | Chase City (SubstationID: 21171) | Chase City (AB2-176) | 47981 | Document Posted | Withdrawn
PJM | AB2-177 | 2016-04-29 | Solar PV | 6.6 | Maryland | Worcester | Withdrawn | Delmarva Power & Light Company | Kenney 25kV | Kenney (SubstationID: 21138) | Harron Solar | 47980 | Document Posted | Document Posted
PJM | AB2-179 | 2016-04-29 | Solar PV | 50 | Delaware | New Castle | Engineering And Procurement | Delmarva Power & Light Company | Townsend 138kV | Townsend (SubstationID: 14057) | New Castle Solar | 47979 | Document Posted | Document Posted | Document Posted | Document Posted | Document Posted
PJM | AB2-180 | 2016-04-29 | Solar PV | 20 | Maryland | Wicomico | Engineering And Procurement | Delmarva Power & Light Company | Rockawalkin 69kV | Rockawalkin (SubstationID: 41305) | Hebron Solar | 47733 | Document Posted | Document Posted | Document Posted | Wholesale Market Participation Agreement | Not Required
PJM | AB2-181 | 2016-04-29 | Solar PV | 20 | Maryland | Frederick | Withdrawn | Allegheny Power | Catoctin 138kV | Catoctin (SubstationID: 600) |  |  | Withdrawn
PJM | AB2-182 | 2016-04-29 | Solar PV | 20 | Maryland | Cecil | Withdrawn | Delmarva Power & Light Company | Townsend 25kV | Townsend (SubstationID: 14057) |  |  | Withdrawn
PJM | AB2-183 | 2016-04-29 | Solar PV | 20 | Maryland | Kent | Withdrawn | Delmarva Power & Light Company | Massey 25kV | Massey (SubstationID: 25979) |  |  | Withdrawn
PJM | AB2-184 | 2016-04-29 | Solar PV | 5 | Maryland | Baltimore County | Withdrawn | Baltimore Gas & Electric | Monkton |  |  |  | Withdrawn
PJM | AB2-128 | 2016-04-29 | Solar PV | 80 | North Carolina | Northhampton | Withdrawn | Dominion | Clubhouse-Lakeview 230kV | Carson (SubstationID: 14134) - Clubhouse (SubstationID: 39668) - Lakeview (SubstationID: 47624) - Wake (SubstationID: 20636) | Gaston Green Acres Solar | 50081 | Document Posted | Document Posted
PJM | AB2-129 | 2016-04-29 | Solar PV | 80 | Maryland | Frederick | Suspended | Allegheny Power | Doubs 230kV | Doubs (SubstationID: 12819) | Potomac Solar (AC1-129) | 47900 | Document Posted | Document Posted | Document Posted | Document Posted | Document Posted
PJM | AB2-130 | 2016-04-29 | Solar PV | 85 | Delaware | Sussex | Withdrawn | Delmarva Power & Light Company | Laurel 69kV | Laurel (SubstationID: 25976) | First State Solar | 47931 | Document Posted | Document Posted | Document Posted | Withdrawn | Withdrawn
PJM | AB2-131 | 2016-04-29 | Solar PV | 150 | Ohio | Marion | Withdrawn | American Transmission Systems, Inc. (ATSI) | Galion-Roberts South 138kV | Galion (SubstationID: 14018) - Roberts (SubstationID: 686) | Northwest Light Solar | 47907 | Document Posted | Document Posted | Document Posted | Withdrawn | Withdrawn
PJM | AB2-132 | 2016-04-29 | Wind + Storage | 240 | Illinois | Lee | Active | ComEd (Commonwealth Edison) | Haumesser Road | McGirr Road (SubstationID: 20153) | Lee/DeKalb Counties | 7349 | Document Posted | Document Posted | In Progress
PJM | AB2-133 | 2016-04-29 | Solar PV | 55.8 | Maryland | Kent | Engineering And Procurement | Delmarva Power & Light Company | Chestertown-Church 69kV | Chestertown (SubstationID: 25961) - Church (SubstationID: 14056) | Morgnec Road Solar | 47989 | Document Posted | Document Posted | Document Posted | Document Posted | Document Posted
PJM | AB2-134 | 2016-04-29 | Solar PV | 142.4 | Virginia | Surry | In Service | Dominion | Hopewell-Surry 230kV | Hopewell (SubstationID: 650) - Surry Switching Station (SubstationID: 13905) | Colonial Trail West Solar | 47987 | Document Posted | Document Posted | Document Posted | Document Posted | Document Posted
PJM | AB2-135 | 2016-04-29 | Solar PV | 64 | Maryland | Queen Anne's | Active | Delmarva Power & Light Company | Church-Kent 69kV | Church (SubstationID: 14056) - New Meredith (SubstationID: 42333) | Church-Kent (AB2-135) | 47990 | Document Posted | Document Posted | Document Posted
PJM | AB2-135 | 2016-04-29 | Solar PV | 64 | Maryland | Queen Anne's | Active | Delmarva Power & Light Company | Church-Kent 69kV | Jones Farm Lane Solar (SubstationID: 45064) | Jones Farm Lane Solar | 56440 | Document Posted | Document Posted | Document Posted
PJM | AB2-136 | 2016-04-29 | Solar PV | 51.1 | Maryland | Dorchester | Active | Delmarva Power & Light Company | West Cambridge-Vienna 69kV | Vienna (SubstationID: 1426) - West Cambridge (SubstationID: 25995) | Egypt Road Solar | 47991 | Document Posted | Document Posted | Document Posted
PJM | AC1-001 | 2016-05-05 | Solar PV | 80 | Ohio | Ross | Active | American Electric Power (AEP) | Delano 138kV | Delano (SubstationID: 19630) | Delano (AC1-001) | 47924 | Document Posted | Document Posted | In Progress
PJM | AC1-006 | 2016-05-31 | Solar PV | 15 | North Carolina | Currituck | Withdrawn | Dominion | Aydlett 34.5kV | Aydlett (SubstationID: 13968) | Aydlett (AC1-006) | 47926 | Withdrawn
PJM | AC1-007 | 2016-05-31 | Solar PV | 10 | Virginia | Isle Of Wight | Withdrawn | Dominion | Crittenden 34.5kV | Crittenden (SubstationID: 39867) | Crittenden (AC1-007) | 47933 | Document Posted
PJM | AC1-009 | 2016-06-15 | Solar PV | 20 | Virginia | Accomack | Withdrawn | Old Dominion Electric Cooperative | Tasley 69kV | Oak Hall (SubstationID: 25940) - Tasley (SubstationID: 16717) | Accomack-AC1-009 | 47935 | Document Posted | Document Posted
PJM | AC1-010 | 2016-06-20 | Solar PV | 6 | New Jersey | Gloucester | Engineering And Procurement | Public Service Electric and Gas Company (PSE&G) | Gloucester 26kV |  | Citizens NP Solar | 68489 | Document Posted | Document Posted | Not Required | Document Posted | Document Posted
PJM | AC1-012 | 2016-06-23 | Solar PV | 5 | West Virginia | Greenbrier | Withdrawn | American Electric Power (AEP) | Rupert 34.5kV | Rupert (SubstationID: 42636) | Tri-State Solar | 47939 | Document Posted | Document Posted | Not Required | Wholesale Market Participation Agreement | Not Required
PJM | AC1-014 | 2016-07-08 | Solar PV | 4 | New Jersey | Monmouth | Withdrawn | Jersey Central Power & Light | Farmingdale-Bennett I 34.5kV | Bennett (SubstationID: 42287) | The Brick Yard Solar Project | 47940 | Document Posted | Document Posted | Not Required | Withdrawn | Withdrawn
PJM | AC1-016 | 2016-07-13 | Solar PV | 8.8 | New Jersey | Burlington | Withdrawn | Public Service Electric and Gas Company (PSE&G) | Burlington 26 kV | Burlington (SubstationID: 11690) | River Road Solar | 47942 | Document Posted | Document Posted | Not Required | Wholesale Market Participation Agreement | Not Required
PJM | AC1-017 | 2016-07-13 | Solar PV | 3.7 | New Jersey | Burlington | In Service | Public Service Electric and Gas Company (PSE&G) | Levittown 13 kV | Levittown (SubstationID: 14081) | Campus Drive Solar | 47943 | Document Posted | Document Posted | Not Required | Wholesale Market Participation Agreement | Not Required
PJM | AC1-018 | 2016-07-13 | Solar PV | 1.4 | New Jersey | Warren | Withdrawn | Jersey Central Power & Light | Morris Park 12.47kV | Morris Park (SubstationID: 42637) | Stryker Road Solar | 47944 | Document Posted | Document Posted | Not Required | Document Posted | Document Posted
PJM | AC1-019 | 2016-07-13 | Solar PV | 0.9 | New Jersey | Middlesex | Withdrawn | Public Service Electric and Gas Company (PSE&G) | Lake Nelson 13 kV | Lake Nelson Switch (SubstationID: 36605) | Circle Drive North Solar Solar | 47945 | Document Posted | Document Posted | Not Required | Wholesale Market Participation Agreement | Not Required
PJM | AC1-020 | 2016-07-13 | Solar PV | 12.2 | New Jersey | Sussex | Withdrawn | Jersey Central Power & Light | Kittatinny-Newton 34.5 kV | Kittatinny (SubstationID: 19579) - Newton (SubstationID: 42004) | East Newton | 47648 | Document Posted | Document Posted | Not Required | Withdrawn | Withdrawn
PJM | AC1-022 | 2016-07-14 | Solar PV | 60 | Ohio | Brown | Withdrawn | Duke Energy Kentucky, Inc., Duke Energy Ohio | N. Vienna 138kV |  |  |  | Withdrawn
PJM | AC1-023 | 2016-07-14 | Solar PV | 120 | Ohio | Allen | Withdrawn | American Electric Power (AEP) | Southwest Lima-East Lima 345kV | East Lima (SubstationID: 20097) - Southwest Lima (SubstationID: 19981) |  |  | Withdrawn
PJM | AC1-024 | 2016-07-14 | Solar PV | 150 | Ohio | Muskingum | Withdrawn | American Electric Power (AEP) | Frazeysburg 138kV | Frazeysburg (SubstationID: 41808) | Muskingum County - AC1-024 | 47651 | Document Posted
PJM | AC1-027 | 2016-07-26 | Solar PV | 17.6 | Virginia | City Of Virginia Beach | In Service | Dominion | Pendleton 34.5kV | Pendleton (SubstationID: 574) | Oceana Solar Facility | 47652 | Document Posted | Document Posted | Not Required | Wholesale Market Participation Agreement | Not Required
PJM | AC1-030 | 2016-08-01 | Solar PV | 2.5 | New Jersey | Camden | In Service | Public Service Electric and Gas Company (PSE&G) | Cinnaminson 13kV | Cinnaminson (SubstationID: 14082) | Pennsauken Solar III | 47654 | Document Posted | Document Posted | Not Required | Wholesale Market Participation Agreement | Not Required
PJM | AC1-031 | 2016-08-01 | Solar PV | 2 | Maryland | Carroll | Withdrawn | Baltimore Gas & Electric | Hampstead 13 kV | Hampstead (SubstationID: 42486) | Carroll County (AC1-031) | 47655 | Document Posted | Document Posted | Not Required | Withdrawn | Not Required
PJM | AC1-032 | 2016-08-09 | Solar PV | 2 | Illinois | Will | Withdrawn | ComEd (Commonwealth Edison) | Wilmington | Wilmington (SubstationID: 19554) | Will - AC1-032 | 50113 | Withdrawn
PJM | AC1-033 | 2016-08-10 | Wind | 100.8 | Illinois | Henry | Active | ComEd (Commonwealth Edison) | Kewanee | Kewanee (SubstationID: 13426) | Midland Wind (AKA Heartland) | 14414 | Document Posted | Document Posted | In Progress | Interim Study
PJM | AC1-034 | 2016-08-10 | Solar PV | 75 | North Carolina | Edgecombe | Engineering And Procurement | Dominion | Heartsease DP - Mayo Dunbar 115kV | Dunbar (SubstationID: 26365) | Edgecome Solar Energy Center | 47660 | Document Posted | Document Posted | Document Posted | Document Posted | Document Posted
PJM | AC1-036 | 2016-08-22 | Solar PV | 13.8 | Virginia | Charlotte | In Service | Dominion | Twittys Creek 34.5kV | Twittys Creek (SubstationID: 35856) | Twittys Creek Solar | 50114 | Document Posted | Document Posted | Not Required | Wholesale Market Participation Agreement | Not Required
PJM | AC1-039 | 2016-08-31 | Solar PV | 20 | Maryland | Frederick | Withdrawn | Allegheny Power | Catoctin 34kV | Catoctin (SubstationID: 600) - Yellow Springs (SubstationID: 41877) | Catoctin Furnace Solar Facility | 50115 | Document Posted | Document Posted | Not Required | Document Posted | Document Posted
PJM | AC1-040 | 2016-08-31 | Solar PV | 150 | Indiana | Spencer | Withdrawn | American Electric Power (AEP) | Rockport-Duff-Coleman 345 kV | Rockport (SubstationID: 1246) | Spencer - AC1-040 | 50150 | Document Posted | Document Posted | Withdrawn
PJM | AC1-041 | 2016-08-31 | Solar PV | 5 | Maryland | Worcester | Withdrawn | Delmarva Power & Light Company | Mt. Olive 12kV | Mt. Olive (SubstationID: 41809) | Worcester - AC1-041 | 50116 | Document Posted | Document Posted | Not Required | Withdrawn | Not Required
PJM | AC1-042 | 2016-08-31 | Solar PV | 42 | Virginia | Pittsylvania | Engineering And Procurement | Dominion | Altavista-Mt. Airy 69kV | Altavista (SubstationID: 16909) - Mount Airy (SubstationID: 23932) | Sycamore Solar I | 50117 | Document Posted | Document Posted | Document Posted | Document Posted | Document Posted
PJM | AC1-043 | 2016-08-31 | Solar PV | 100 | Virginia | Culpeper | Suspended | Dominion | Mountain Run-Mitchell 115 kV | Mitchell DP (SubstationID: 45264) - Mountain Run (SubstationID: 55702) | Greenwood Solar I | 50118 | Document Posted | Document Posted | Document Posted | Document Posted | Document Posted
PJM | AC1-045 | 2016-08-31 | Solar PV | 15 | Virginia | City Of Suffolk | Withdrawn | Dominion | King's Fork 34.5kV | Kings Fork (SubstationID: 36505) | TWE Myrtle Solar | 50119 | Document Posted | Document Posted | Not Required | Wholesale Market Participation Agreement | Not Required
PJM | AC1-046 | 2016-08-31 | Solar PV | 15 | Virginia | City Of Chesapeake | Withdrawn | Dominion | Fentress 34.5kV | Fentress (SubstationID: 14137) | Centerville Pike Solar | 50120 | Document Posted | Document Posted | Not Required | Wholesale Market Participation Agreement | Not Required
PJM | AC1-047 | 2016-08-31 | Solar PV | 20 | Virginia | City Of Chesapeake | Withdrawn | Dominion | Hickory 34.5kV | Hickory (SubstationID: 35511) | Chesapeake Solar | 51909 | Document Posted | Document Posted | Not Required | Wholesale Market Participation Agreement | Not Required
PJM | AC1-048 | 2016-08-31 | Solar PV | 35 | Pennsylvania | Adams | Suspended | Metropolitan Edison Company | Germantown 115kV | Germantown (SubstationID: 56601) | Brookview Solar I | 50122 | Document Posted | Document Posted | Document Posted | Document Posted | Document Posted
PJM | AC1-049 | 2016-08-31 | Solar PV | 4 | Maryland | Worcester | Withdrawn | Delmarva Power & Light Company | Worcester 25kV | Worcester (SubstationID: 25953) | Worcester - AC1-049 | 50123 | Document Posted | Document Posted | Withdrawn
PJM | AC1-050 | 2016-08-31 | Solar PV | 5 | Maryland | Wicomico | Withdrawn | Delmarva Power & Light Company | Mardela 12kV | Mardela (SubstationID: 41837) | Mardela Springs | 50124 | Document Posted | Document Posted | Not Required | Wholesale Market Participation Agreement | Not Required
PJM | AC1-051 | 2016-08-31 | Wind | 60 | Ohio | Huron | Withdrawn | American Electric Power (AEP) | Willard-S. Greenwich 69kV | Greenwich (SubstationID: 42290) - South Greenwich (SubstationID: 42291) | Crossroads Wind Power | 35487 | Document Posted | Document Posted | In Progress | Interim Study
PJM | AC1-051 | 2016-08-31 | Wind | 60 | Ohio | Huron | Withdrawn | American Electric Power (AEP) | Willard-S. Greenwich 69kV | Greenwich (SubstationID: 42290) - South Greenwich (SubstationID: 42291) | Huron - AC1-051 | 50125 | Document Posted | Document Posted | In Progress | Interim Study
PJM | AC1-052 | 2016-08-31 | Solar PV | 9 | Virginia | Accomack | Withdrawn | Old Dominion Electric Cooperative | Tasley 69kV | Tasley (SubstationID: 16717) | Accomack - AC1-052 | 50126 | Document Posted | Withdrawn
PJM | AC1-053 | 2016-08-31 | Wind | 200 | Illinois | Logan | Active | ComEd (Commonwealth Edison) | Lanesville-Brokaw | Brokaw (SubstationID: 20215) - Lanesville (SubstationID: 22858) | Logan County Wind Energy Center (FKA Midland Windfarm) | 50127 | Document Posted | Document Posted | In Progress
PJM | AC1-054 | 2016-08-31 | Solar PV | 65 | North Carolina | Warren | Engineering And Procurement | Dominion | Kerr DamñEatons Ferry 115 kV | Eaton's Ferry D.P. (SubstationID: 21057) | Hawtree Creek | 48295 | Document Posted | Document Posted | Document Posted | Document Posted | Document Posted
PJM | AC1-059 | 2016-09-13 | Wind | 300 | Indiana | Fayette | Withdrawn | American Electric Power (AEP) | Desoto-Tanners Creek 345kV | Losantville (SubstationID: 41340) - Tanners Creek (SubstationID: 16837) | Fayette - AC1-059 | 50129 | Document Posted | Document Posted
PJM | AC1-065 | 2016-09-20 | Solar PV | 50 | Virginia | King And Queen | Engineering And Procurement | Dominion | Harmony Village-Shackleford 115kV | Harmony Village (SubstationID: 35396) - Shackleford (SubstationID: 34533) | Walnut Solar I | 50130 | Document Posted | Document Posted | Document Posted | Document Posted | Document Posted
PJM | AC1-068 | 2016-09-26 | Solar PV | 49.9 | Ohio | Pickaway | Engineering And Procurement | Dayton Power & Light (DPL) | Atlanta 69kV I | Atlanta (SubstationID: 41810) | Pickaway County Solar (Atlanta Farms) | 50131 | Document Posted | Document Posted | Document Posted | Document Posted | Document Posted
PJM | AC1-069 | 2016-09-26 | Solar PV | 49.9 | Ohio | Pickaway | Engineering And Procurement | Dayton Power & Light (DPL) | Atlanta 69kV II | Atlanta (SubstationID: 41810) | Pickaway County II Solar (Atlanta Farms) | 50132 | Document Posted | Document Posted | Document Posted | Document Posted | Document Posted
PJM | AC1-070 | 2016-09-26 | Solar PV | 20 | Virginia | Augusta | Withdrawn | Dominion | Stuarts Draft 23kV | Stuarts Draft (SubstationID: 35236) | Augusta - AC1-070 | 50133 | Document Posted | Document Posted
PJM | AC1-071 | 2016-09-28 | Wind | 67.3 | Pennsylvania | Wayne | Suspended | PPL Electric Utilities | Paupack-Lackawanna 230kV | Lackawanna Energy Center (SubstationID: 28735) - Paupack (SubstationID: 13010) | Waymart Wind II | 50134 | Document Posted | Document Posted | Document Posted | Document Posted | Document Posted
PJM | AC1-073 | 2016-09-28 | Wind + Storage | 141.3 | West Virginia | Barbour | Suspended | Allegheny Power | Laurel Mountain 138 kV | Leadsville (SubstationID: 56689) | Laurel Mountain | 5998 | Document Posted | Document Posted | Not Required | Document Posted | Document Posted
PJM | AC1-074 | 2016-09-29 | Solar PV | 80 | Kentucky | Harrison | Engineering And Procurement | East Kentucky Power Cooperative | Jacksonville-Renaker 138kV I | Jacksonville (SubstationID: 41812) - Renaker (SubstationID: 56046) | Bluebird Solar | 51147 | Document Posted | Document Posted | Document Posted | Document Posted | Document Posted
PJM | AC1-075 | 2016-09-29 | Solar PV | 60 | Virginia | Halifax | Under Construction | Dominion | Perth-Hickory Grove 115kV | Hickory Grove (SubstationID: 56047) - Perth (SubstationID: 39941) | Stagecoach Solar | 50136 | Document Posted | Document Posted | Document Posted | Document Posted | Document Posted
PJM | AC1-076 | 2016-09-30 | Solar PV | 62.5 | Virginia | Orange | Engineering And Procurement | Dominion | Locust Grove-Paytes 115kV | Locust D.P. (SubstationID: 56146) - Paytes D.P. (SubstationID: 43179) | Pine Glade Solar | 50137 | Document Posted | Document Posted | Document Posted | Document Posted | Document Posted
PJM | AC1-078 | 2016-09-30 | Solar PV | 176 | Ohio | Madison | Active | American Transmission Systems, Inc. (ATSI) | Beatty-London 138kV | Beatty (SubstationID: 14020) - London (SubstationID: 13941) | Big Plain (FKA Madison Solar Farm) | 50138 | Document Posted | Document Posted | Document Posted | Document Posted | Document Posted
PJM | AC1-079 | 2016-09-30 | Solar PV | 80 | Kentucky | Harrison | Withdrawn | East Kentucky Power Cooperative | Broadwell Solar |  |  |  | Withdrawn
PJM | AC1-080 | 2016-09-30 | Solar PV | 20 | Virginia | Halifax | Under Construction | Dominion | Perth-Hickory Grove 115kV | Hickory Grove (SubstationID: 56047) - Perth (SubstationID: 39941) | Stagecoach Solar | 50136 | Document Posted | Document Posted | Document Posted | Document Posted | Document Posted
PJM | AC1-082 | 2016-09-30 | Solar PV | 48 | Ohio | Meigs | Active | American Electric Power (AEP) | Ravenswood-Hemlock 69kV | Hemlock (SubstationID: 19991) - Ravenswood (SubstationID: 24070) | Meigs - AC1-082 | 50140 | Document Posted | Document Posted | In Progress
PJM | AC1-083 | 2016-09-30 | Solar PV | 100 | Virginia | Pittsylvania | Engineering And Procurement | American Electric Power (AEP) | Smith Mountain-Bearskin 138kV | Bearskin (SubstationID: 37717) - Smith Mountain (SubstationID: 18272) | Maplewood Solar | 52770 | Document Posted | Document Posted | Document Posted | Document Posted | Document Posted
PJM | AC1-084 | 2016-09-30 | Solar PV | 1.6 | New Jersey | Morris | Withdrawn | Jersey Central Power & Light | Mt. Arlington Solar |  |  |  | Withdrawn
PJM | AC1-085 | 2016-09-30 | Solar PV | 400 | Ohio | Highland | Suspended | Dayton Power & Light (DPL) | Stuart-Clinton 345kV | Clay (SubstationID: 56475) | Highland Solar Park | 50142 | Document Posted | Document Posted | Document Posted | Document Posted | Document Posted
PJM | AC1-085 | 2016-09-30 | Solar PV | 400 | Ohio | Highland | Suspended | Dayton Power & Light (DPL) | Stuart-Clinton 345kV | Clay (SubstationID: 56475) | New Market Solar I & II | 67102 | Document Posted | Document Posted | Document Posted | Document Posted | Document Posted
PJM | AC1-086 | 2016-10-10 | Solar PV | 300 | North Carolina | Northhampton | Active | Dominion | Thelma 230kV | Thelma (SubstationID: 41538) | Gaston Green Acres Solar | 48305 | Document Posted | Document Posted | Document Posted
PJM | AC1-087 | 2016-10-11 | Solar PV | 20 | Pennsylvania | Carbon | In Service | PPL Electric Utilities | Siegfried-Hauto 69kV | Hauto (SubstationID: 19907) - Siegfried (SubstationID: 1417) | PA Solar Park II | 11624 | Document Posted | Document Posted | Not Required | Document Posted | Document Posted
PJM | AC1-089 | 2016-10-13 | Solar PV | 150 | Ohio | Highland | Engineering And Procurement | American Electric Power (AEP) | Hillsboro-Wildcat 138kV | Wildcat (SubstationID: 42289) | Willowbrook Solar | 50144 | Document Posted | Document Posted | Document Posted | Document Posted | Document Posted
PJM | AC1-090 | 2016-10-17 | Solar PV | 4 | New Jersey | Atlantic | Withdrawn | Atlantic City Electric | Hamilton Township 12kV | Hamilton Township (SubstationID: 55011) | Atlantic - AC1-090 | 50152 | Document Posted
PJM | AC1-091 | 2016-10-19 | Solar PV | 19.8 | Delaware | New Castle | Active | Delmarva Power & Light Company | Cedar Creek 138kV I | Cedar Creek (SubstationID: 20550) | Cedar Creek | 50145 | Document Posted | Document Posted | Document Posted
PJM | AC1-092 | 2016-10-19 | Solar PV | 19.8 | Delaware | New Castle | Active | Delmarva Power & Light Company | Cedar Creek 138kV II | Cedar Creek (SubstationID: 20550) | Cedar Creek | 50145 | Document Posted | Document Posted | Document Posted
PJM | AC1-093 | 2016-10-19 | Solar PV | 18.8 | Delaware | New Castle | Active | Delmarva Power & Light Company | Cedar Creek 138kV III | Cedar Creek (SubstationID: 20550) | Cedar Creek | 50145 | Document Posted | Document Posted | Document Posted
PJM | AC1-094 | 2016-10-19 | Solar PV | 15.9 | Delaware | New Castle | Active | Delmarva Power & Light Company | Cedar Creek 138kV IV | Cedar Creek (SubstationID: 20550) | Cedar Creek | 50145 | Document Posted | Document Posted | Document Posted
PJM | AC1-095 | 2016-10-19 | Solar PV | 9.9 | Delaware | New Castle | Withdrawn | Delmarva Power & Light Company | Cedar Creek 25kV | Cedar Creek (SubstationID: 20550) | Cedar Creek | 50145 | Document Posted | Document Posted | Withdrawn
PJM | AC1-098 | 2016-10-21 | Solar PV | 60 | North Carolina | Alamance | Suspended | Dominion | Dawson-South Justice 115kV | Scotland Neck (SubstationID: 41143) - South Justice Branch (SubstationID: 41144) | American Beech Solar | 50153 | Document Posted | Document Posted | Document Posted | Document Posted | Document Posted
PJM | AC1-099 | 2016-10-21 | Solar PV | 20 | North Carolina | Alamance | Suspended | Dominion | Dawson-South Justice 115kV | Scotland Neck (SubstationID: 41143) - South Justice Branch (SubstationID: 41144) | American Beech Solar | 50153 | Document Posted | Document Posted | Document Posted | Document Posted | Document Posted
PJM | AC1-102 | 2016-10-23 | Solar PV | 50 | Kentucky | Pike | Active | American Electric Power (AEP) | Johns Creek-Excel 138kV II | Inez (SubstationID: 30871) - Johns Creek (SubstationID: 30963) | Pike - AC1-102 | 50156 | Document Posted | Document Posted | In Progress
PJM | AC1-101 | 2016-10-24 | Solar PV | 50 | Kentucky | Pike | Active | American Electric Power (AEP) | Johns Creek-Excel 138kV I | Inez (SubstationID: 30871) - Johns Creek (SubstationID: 30963) | Pike - AC1-101 | 50155 | Document Posted | Document Posted | In Progress
PJM | AC1-104 | 2016-10-25 | Solar PV | 19.8 | New Jersey | Salem | Withdrawn | Atlantic City Electric | Deepwater-Penns Grove 69kV | Deepwater (SubstationID: 11680) | Salem - AC1-104 | 50157 | Document Posted | Document Posted
PJM | AC1-105 | 2016-10-26 | Solar PV | 51 | Virginia | Halifax | Engineering And Procurement | Dominion | Halifax-Mt. Laurel 115kV | Chase City (SubstationID: 21171) - Halifax (SubstationID: 20630) | Sunnybrook Farm Solar | 50476 | Document Posted | Document Posted | Document Posted | Document Posted | Document Posted
PJM | AC1-106 | 2016-10-26 | Solar PV | 49.9 | Virginia | Mecklenburg | Withdrawn | Dominion | Chase City 115kV | Chase City (SubstationID: 21171) | Mecklenburg - AC1-106 | 50159 | Document Posted
PJM | AC1-112 | 2016-10-27 | Solar PV | 17 | Virginia | King William | In Service | Dominion | Old Church 34.5kV | Mcross (SubstationID: 24052) | UVA Hollyfield Solar | 50160 | Document Posted | Document Posted | Not Required | Wholesale Market Participation Agreement | Not Required
PJM | AC1-115 | 2016-10-27 | Solar PV | 14.9 | Virginia | Carolina | Withdrawn | Dominion | St. Johns 115kV | St. Johns (SubstationID: 35125) | Carolina - AC1-115 | 50161 | Document Posted | Document Posted
PJM | AC1-116 | 2016-10-27 | Solar PV | 12.5 | Virginia | Albemarle | Engineering And Procurement | Dominion | Mount Eagle 34.5kV | Mount Eagle (SubstationID: 38515) | Rivanna Solar | 50162 | Document Posted | Document Posted | Not Required | Wholesale Market Participation Agreement | Not Required
PJM | AC1-117 | 2016-10-27 | Solar PV | 20 | Virginia | Henry | Suspended | American Electric Power (AEP) | Stockton 34.5kV | Axton (SubstationID: 14127) - Stockton (SubstationID: 23987) | Energix Leatherwood (FKA Sol Leatherwood Solar) | 50163 | Document Posted | Document Posted | Not Required | Wholesale Market Participation Agreement | Not Required
PJM | AC1-118 | 2016-10-27 | Solar PV | 20 | Virginia | Westmoreland | In Service | Dominion | Westmoreland 34.5kV | Westmoreland (SubstationID: 37048) | Montross Solar | 48255 | Document Posted | Document Posted | Not Required | Wholesale Market Participation Agreement | Not Required
PJM | AC1-120 | 2016-10-27 | Solar PV | 60 | Virginia | Culpeper | Engineering And Procurement | Dominion | Mitchell-Mountain Run 115kV | Mitchell DP (SubstationID: 45264) - Mountain Run (SubstationID: 55702) | Cricket Solar I | 50165 | Document Posted | Document Posted | Document Posted | Document Posted | Document Posted
PJM | AC1-121 | 2016-10-27 | Solar PV | 20 | Virginia | Culpeper | Engineering And Procurement | Dominion | Mitchell-Mountain Run 115kV | Mitchell DP (SubstationID: 45264) - Mountain Run (SubstationID: 55702) | Cricket Solar II | 50166 | Document Posted | Document Posted | Document Posted | Document Posted | Document Posted
PJM | AC1-122 | 2016-10-27 | Solar PV | 60 | Virginia | Campbell | Partially In Service - Under Construction | American Electric Power (AEP) | Smith Mountain-Candler's Mountain 138kV | Candlers Mountain (SubstationID: 23851) - Smith Mountain (SubstationID: 18272) | Altavista Solar (AKA Dragonfly Solar) | 60986 | Document Posted | Document Posted | Document Posted | Document Posted | Document Posted
PJM | AC1-123 | 2016-10-27 | Solar PV | 80 | Virginia | Campbell | Partially In Service - Under Construction | American Electric Power (AEP) | Smith Mountain-Candler's Mountain 138kV | Candlers Mountain (SubstationID: 23851) - Smith Mountain (SubstationID: 18272) | Altavista Solar (AKA Dragonfly Solar) | 60986 | Document Posted | Document Posted | Document Posted | Document Posted | Document Posted
PJM | AC1-142 | 2016-10-28 | Solar PV | 100 | Virginia | Lancaster | Withdrawn | Dominion | Garner-Lancaster 115kV | Garner (SubstationID: 48275) - Lancaster (SubstationID: 36643) | Lancaster - AC1-142 | 50170 | Document Posted
PJM | AC1-136 | 2016-10-28 | Solar PV | 2 | Kentucky | Keaton | Withdrawn | Duke Energy Kentucky, Inc., Duke Energy Ohio | Keriton 12kV |  |  |  | Withdrawn
PJM | AC1-137 | 2016-10-28 | Solar PV | 1.9 | Kentucky | Boone | Withdrawn | Duke Energy Kentucky, Inc., Duke Energy Ohio | Erlanger 12kV |  |  |  | Withdrawn
PJM | AC1-138 | 2016-10-28 | Solar PV | 2.5 | Kentucky | Boone | Withdrawn | Duke Energy Kentucky, Inc., Duke Energy Ohio | Bend Station 12kV | East Bend Station (SubstationID: 16788) |  |  | Withdrawn
PJM | AC1-139 | 2016-10-28 | Solar PV | 102 | Maryland | Frederick | Withdrawn | Allegheny Power | Doubs 230kV | Doubs (SubstationID: 12819) | Potomac Solar (AC1-139) | 50169 | Document Posted | Document Posted
PJM | AC1-186 | 2016-10-31 | Wind | 138 | Pennsylvania | Somerset | Withdrawn | Pennsylvania Electric Company (Penelec) | Central City 115kV | Central City West (SubstationID: 21153) | Somerset - AC1-186 | 50193 | Document Posted | Document Posted
PJM | AC1-187 | 2016-10-31 | Wind | 117 | Pennsylvania | Potter | Withdrawn | Allegheny Power | Potter-Gold 115kV | Gold (SubstationID: 20031) - Potter (SubstationID: 40119) | Potter - AC1-187 | 50194 | Document Posted | Document Posted
PJM | AC1-188 | 2016-10-31 | Solar PV | 70 | Ohio | Jackson | Active | American Electric Power (AEP) | Rio-Lick 138kV | Lick (SubstationID: 37284) - Rio (SubstationID: 40618) | Dixon Run Solar, LLC | 49661 | Document Posted | Document Posted | In Progress
PJM | AC1-189 | 2016-10-31 | Solar PV | 80 | North Carolina | Pitt | Active | Dominion | Chinquapin-Everetts 230kV | Chinquapin (SubstationID: 42617) - Everetts (SubstationID: 41615) | Springfield Farm Acres Solar | 49917 | Document Posted | Document Posted | Document Posted
PJM | AC1-190 | 2016-10-31 | Solar PV | 50 | Maryland | Dorchester | Active | Delmarva Power & Light Company | East New Market 69kV | East New Market (SubstationID: 25965) | New Market Solar | 50195 | Document Posted | Document Posted | In Progress
PJM | AC1-191 | 2016-10-31 | Solar PV | 80 | Virginia | Hanover | Active | Dominion | Elmont 115kV | Elmont (SubstationID: 14140) - Greenwood D.P. (SubstationID: 56698) | Springfield Farm Solar | 50237 | Document Posted | Document Posted | Document Posted
PJM | AC1-193 | 2016-10-31 | Solar PV | 130 | Virginia | Southampton | Withdrawn | Dominion | Handsome DP-Southampton 115kV | Handsome DP (SubstationID: 41675) - Southampton Power Station (SubstationID: 16911) | Southampton - AC1-193 | 50197 | Document Posted | Withdrawn
PJM | AC1-194 | 2016-10-31 | Solar PV | 125 | Ohio | Vinton | Active | American Electric Power (AEP) | Elk 138kV | Elk (SubstationID: 13929) | Vinton Solar Energy Center | 50198 | Document Posted | Document Posted | In Progress
PJM | AC1-195 | 2016-10-31 | Wind | 75 | Ohio | Hardin | Withdrawn | American Electric Power (AEP) | Dunkirk-Ada 69kV | Ada (SubstationID: 36828) - Dunkirk (SubstationID: 19955) | Hardin - AC1-195 | 49918 | Document Posted
PJM | AC1-205 | 2016-10-31 | Solar PV | 10.3 | New Jersey | Middlesex | Withdrawn | Jersey Central Power & Light | Madison Park |  |  |  | Withdrawn
PJM | AC1-206 | 2016-10-31 | Solar PV + Storage | 85 | Virginia | Greensville | Withdrawn | Dominion | Clubhouse 230kV | Clubhouse (SubstationID: 39668) | RE Chestnut | 54859 | Document Posted | Document Posted
PJM | AC1-207 | 2016-10-31 | Solar PV | 13.1 | New Jersey | Middlesex | In Service | Jersey Central Power & Light | Monroe 34.5kV | Monroe (SubstationID: 21029) | Monroe Solar Farm (AKA Hoffman Station Road Solar) | 50199 | Document Posted | Document Posted | Not Required | Document Posted | Document Posted
PJM | AC1-208 | 2016-10-31 | Solar PV | 80 | North Carolina | Halifax | Suspended | Dominion | Cox-Whitakers 115kV | Carolina (SubstationID: 39134) - South Justice Branch (SubstationID: 41144) | Halifax County Solar (NC) | 49919 | Document Posted | Document Posted | Document Posted | Document Posted | Document Posted
PJM | AC1-209 | 2016-10-31 | Solar PV | 18 | Pennsylvania | York | Withdrawn | PECO | Pine Grove Solar | Pine Grove - Schuylkill County (SubstationID: 39975) | Pine Grove Solar | 49920 | Document Posted | Document Posted | Not Required | Wholesale Market Participation Agreement | Not Required
PJM | AC1-210 | 2016-10-31 | Solar PV | 45 | Ohio | Madison | Withdrawn | American Electric Power (AEP) | Madison 69kV | Madison (SubstationID: 37455) | Madison - AC1-210 | 50200 | Document Posted | Document Posted
PJM | AC1-211 | 2016-10-31 | Solar PV | 70 | Pennsylvania | Fulton | Withdrawn | Allegheny Power | McConnellsburg 138kV | McConnellsburg (SubstationID: 37938) | Fulton - AC1-211 | 50201 | Document Posted | Document Posted
PJM | AC1-213 | 2016-10-31 | Solar PV | 5.3 | Maryland | Somerset | Active | Delmarva Power & Light Company | North Salisbury 25kV | North Salisbury (SubstationID: 25985) | Wicomico - AC1-213 | 50202 | Document Posted | Document Posted | In Progress
PJM | AC1-214 | 2016-10-31 | Wind | 79.4 | Illinois | Bureau | In Service | ComEd (Commonwealth Edison) | Crescent Ridge | Crescent Ridge (SubstationID: 19960) | Lone Tree Wind | 49921 | Document Posted | Document Posted | Document Posted | Document Posted | Document Posted
PJM | AC1-215 | 2016-10-31 | Solar PV | 100 | Virginia | Mecklenburg | Withdrawn | Dominion | Chase-City-Twittys Creek 115kV | Chase City (SubstationID: 21171) - Twittys Creek (SubstationID: 35856) | Mecklenburg - AC1-215 | 50203 | Document Posted
PJM | AC1-216 | 2016-10-31 | Solar PV | 97.9 | Virginia | Surry | Partially In Service - Under Construction | Dominion | Hopewell-Surry 230kV | Hopewell (SubstationID: 650) - Surry Switching Station (SubstationID: 13905) | Spring Grove I Solar (PJM AC1-216) | 50204 | Document Posted | Document Posted | Document Posted | Document Posted | Document Posted
PJM | AC1-217 | 2016-10-31 | Solar PV | 55 | Pennsylvania | Franklin | Withdrawn | Allegheny Power | McConnellsburg-Texas Eastern 6 138kV | Guilford (SubstationID: 19587) - McConnellsburg (SubstationID: 37938) | Franklin - AC1-217 | 50205 | Document Posted | Document Posted
PJM | AC1-220 | 2016-10-31 | Solar PV | 26.5 | Maryland | Queen Anne's | Withdrawn | Delmarva Power & Light Company | Price 25kV | Price (SubstationID: 19850) | Queen Anne's - AC1-220 | 50206 | Document Posted | Document Posted | Withdrawn
PJM | AC1-221 | 2016-10-31 | Solar PV | 29.2 | Virginia | Halifax | Engineering And Procurement | Dominion | Halifax-Person 230kV | Halifax (SubstationID: 20630) - Person (SubstationID: 20631) | Alton Post Office Solar | 54221 | Document Posted | Document Posted | Document Posted | Document Posted | Document Posted
PJM | AC1-222 | 2016-10-31 | Solar PV | 44.7 | Virginia | Halifax | Engineering And Procurement | Dominion | Crystal Hill-Halifax 115kV | Crystal Hill (SubstationID: 42285) - Halifax (SubstationID: 20630) | Halifax County Solar (VA) | 54220 | Document Posted | Document Posted | Document Posted | Document Posted | Document Posted
PJM | AC1-225 | 2016-10-31 | Wind | 300.2 | Ohio | Van Wert | Withdrawn | American Electric Power (AEP) | Sorenson-Marysville 765kV | Marysville (SubstationID: 14199) - Sorenson (SubstationID: 19517) | Van Wert - AC1-225 | 49922 | Document Posted | Document Posted
PJM | AC1-226 | 2016-10-31 | Wind | 200.1 | Virginia | Pulaski | Withdrawn | American Electric Power (AEP) | Wurno-Claytor 138kV | Claytor (SubstationID: 16827) - Wurno (SubstationID: 24004) | Pulaski - AC1-226 | 49923 | Document Posted
PJM | AC1-227 | 2016-10-31 | Wind | 96.6 | Virginia | Botetourt | Withdrawn | Dominion | Low Moor-Lexington 230kV | Lexington (SubstationID: 13969) - Lowmoor (SubstationID: 37402) | Botetourt - AC1-227 | 49924 | Document Posted | Document Posted | Withdrawn
PJM | AC1-228 | 2016-10-31 | Solar PV | 3 | Maryland | Dorchester | Withdrawn | Delmarva Power & Light Company | Todd 25kV | Todd (SubstationID: 19854) | Dorchester - AC1-228 | 50288 | Document Posted | Document Posted
PJM | AC1-229 | 2016-10-31 | Solar PV | 10 | Delaware | Sussex | Withdrawn | Delmarva Power & Light Company | Omar 12kV | Omar (SubstationID: 41841) | Sussex - AC1-229 | 50289 | Document Posted | Document Posted | Withdrawn
PJM | AC1-158 | 2016-10-31 | Solar PV | 500 | Virginia | Spotsylvania | Partially In Service - Under Construction | Dominion | Spotsylvania 500kV | Spotsylvania (SubstationID: 21055) | Richmond Spider Solar (Spotsylvania Energy Center) | 60358 | Document Posted | Document Posted | Document Posted | Document Posted | Document Posted
PJM | AC1-160 | 2016-10-31 | Solar PV | 100 | Ohio | Ross | Withdrawn | Dayton Power & Light (DPL) | Buckskin 69kV | Buckskin (SubstationID: 38710) |  |  | Withdrawn
PJM | AC1-161 | 2016-10-31 | Solar PV | 240 | Virginia | Isle Of Wight | Engineering And Procurement | Dominion | Septa 500kV | Septa (SubstationID: 14135) | Cavalier Solar | 50180 | Document Posted | Document Posted | Document Posted | Document Posted | Document Posted
PJM | AC1-162 | 2016-10-31 | Solar PV | 240 | Virginia | Prince Edward | Withdrawn | Dominion | Briery-Clover 230kV | Briery D.P. (SubstationID: 56784) - Clover (SubstationID: 14128) | Prince Edward - AC1-162 | 50181 | Document Posted | Document Posted | Withdrawn
PJM | AC1-163 | 2016-10-31 | Solar PV | 16.9 | North Carolina | Hertford | Withdrawn | Dominion | Ahoskie 34.5KV | Chickahominy (SubstationID: 39292) | Hertford - AC1-163 | 50182 | Document Posted | Document Posted | Withdrawn
PJM | AC1-164 | 2016-10-31 | Solar PV | 320 | Virginia | Charles City | Engineering And Procurement | Dominion | Chickahominy 230kV | Chickahominy (SubstationID: 39292) | Keydet Solar Center One | 50183 | Document Posted | Document Posted | Document Posted | Document Posted | Document Posted
PJM | AC1-165 | 2016-10-31 | Solar PV | 49.9 | Ohio | Pickaway | Engineering And Procurement | Dayton Power & Light (DPL) | Atlanta 69kV III | Atlanta (SubstationID: 41810) | Buckeye Plains II Solar (Atlanta Farms) | 50184 | Document Posted | Document Posted | Document Posted | Document Posted | Document Posted
PJM | AC1-166 | 2016-10-31 | Solar PV | 49.9 | Ohio | Pickaway | Engineering And Procurement | Dayton Power & Light (DPL) | Atlanta 69kV IV | Atlanta (SubstationID: 41810) | Buckeye Plains Solar (Atlanta Farms) | 50185 | Document Posted | Document Posted | Document Posted | Document Posted | Document Posted
PJM | AC1-167 | 2016-10-31 | Solar PV | 49.9 | Ohio | Defiance | Active | American Electric Power (AEP) | Mark Center 69kV | Mark Center (SubstationID: 41072) | Mark Center Solar | 50186 | Document Posted | Document Posted | In Progress
PJM | AC1-168 | 2016-10-31 | Wind | 78.7 | Illinois | Putnam | Active | ComEd (Commonwealth Edison) | Kewanee-Streator | Kewanee (SubstationID: 13426) - Streator (SubstationID: 25391) | Big Bureau Wind | 49915 | Document Posted | Document Posted | In Progress
PJM | AC1-169 | 2016-10-31 | Solar PV | 5 | Illinois | Will | Withdrawn | ComEd (Commonwealth Edison) | Chicago Heights | Chicago Heights (SubstationID: 25285) | Will - AC1-169 | 50187 | Withdrawn | Withdrawn
PJM | AC1-171 | 2016-10-31 | Wind | 79.1 | Illinois | Tazewell | Active | ComEd (Commonwealth Edison) | Powerton | Powerton (SubstationID: 16885) | Imperial Valley Wind | 50188 | Document Posted | Document Posted | In Progress
PJM | AC1-173 | 2016-10-31 | Wind | 75.9 | Ohio | Paulding | In Service | American Electric Power (AEP) | Logtown 138kV | Logtown (SubstationID: 42315) | Timber Road IV Wind Farm (Southern Phase) | 50189 | Document Posted | Document Posted | Not Required | Document Posted | Document Posted
PJM | AC1-174 | 2016-10-31 | Solar PV | 100 | Indiana | Randolph | Under Construction | American Electric Power (AEP) | Losantville 345kV | Losantville (SubstationID: 41340) | Riverstart Solar Park | 50190 | Document Posted | Document Posted | Document Posted | Document Posted | Document Posted
PJM | AC1-175 | 2016-10-31 | Solar PV | 100 | Indiana | Randolph | Under Construction | American Electric Power (AEP) | Losantville 345kV | Losantville (SubstationID: 41340) | Riverstart Solar Park II | 50191 | Document Posted | Document Posted | Document Posted | Document Posted | Document Posted
PJM | AC1-176 | 2016-10-31 | Wind | 58.7 | Ohio | Paulding | Withdrawn | American Electric Power (AEP) | Timber Switch 138kV | Timber Road (SubstationID: 19932) | Timber Road II Expansion | 50192 | Document Posted | Document Posted | Withdrawn
PJM | AC1-143 | 2016-10-31 | Solar PV | 60 | Virginia | Culpeper | Engineering And Procurement | Dominion | Brandy-Remington 115kV | Brandy DP (SubstationID: 55637) - Remington (SubstationID: 629) | Elkwood Solar | 50171 | Document Posted | Document Posted | Document Posted | Document Posted | Document Posted
PJM | AC1-144 | 2016-10-31 | Solar PV | 85 | Ohio | Highland | Withdrawn | American Electric Power (AEP) | Hillsboro 138kV | Hillsboro (SubstationID: 21066) | Highland - AC1-144 | 50172 | Document Posted | Document Posted
PJM | AC1-145 | 2016-10-31 | Solar PV | 50 | Virginia | Pittsylvania | Under Construction | Dominion | Gretna DP 69 kV | Gretna (SubstationID: 35042) - Shockoe (SubstationID: 34590) | Whitehorn Solar | 50173 | Document Posted | Document Posted | Document Posted | Document Posted | Document Posted
PJM | AC1-146 | 2016-10-31 | Solar PV | 15 | Virginia | Pittsylvania | Withdrawn | Dominion | Chatham 69kV | Chatham (SubstationID: 39269) | Pittsylvania - AC1-146 | 50174 | Document Posted
PJM | AC1-147 | 2016-10-31 | Solar PV | 20 | Virginia | City Of Chesapeake | Under Construction | Dominion | Grassfield 34.5kV | Grassfield (SubstationID: 34970) | TWE Chesapeake Solar | 50175 | Document Posted | Not Required | Not Required | Wholesale Market Participation Agreement | Not Required
PJM | AC1-148 | 2016-10-31 | Solar PV | 50 | Indiana | St. Joseph | Withdrawn | American Electric Power (AEP) | Granger-Twin Branch 138kV | Granger (SubstationID: 30475) - Twin Branch (SubstationID: 21269) | St. Joseph - AC1-148 | 50176 | Document Posted | Withdrawn
PJM | AC1-149 | 2016-10-31 | Solar PV | 85 | Ohio | Ross | Withdrawn | American Electric Power (AEP) | Buckskin 69kV | Buckskin (SubstationID: 38710) |  |  | Withdrawn
PJM | AC1-150 | 2016-10-31 | Solar PV | 200 | Ohio | Pike | Withdrawn | American Electric Power (AEP) | Beaver 138kV | Beaver (SubstationID: 13923) |  |  | Withdrawn
PJM | AC1-151 | 2016-10-31 | Solar PV | 20 | Pennsylvania | Luzerne | Withdrawn | PPL Electric Utilities | Harwood-Berwick 69kV | Berwick - Columbia County (SubstationID: 38158) - Harwood - Luzerne County (SubstationID: 35423) | Luzerne - AC1-151 | 50177 | Document Posted | Document Posted | Document Posted | Withdrawn | Withdrawn
PJM | AC1-154 | 2016-10-31 | Solar PV | 3.2 | Maryland | Queen Anne's | Withdrawn | Delmarva Power & Light Company | I.B. Corners 12kV | I.B. Corners (SubstationID: 42651) | Harris Project | 50178 | Document Posted | Document Posted | Not Required | Wholesale Market Participation Agreement | Not Required
PJM | AC1-155 | 2016-10-31 | Solar PV | 50 | Virginia | Wythe | Withdrawn | American Electric Power (AEP) | Mt. Airy 34.5kV | Mt. Airy (SubstationID: 19782) |  |  | Withdrawn
PJM | AC1-156 | 2016-10-31 | Solar PV | 60 | Virginia | Pulaski | Withdrawn | American Electric Power (AEP) | Morgan's Cut 34.5kV |  |  |  | Withdrawn
PJM | AC1-157 | 2016-10-31 | Solar PV | 100 | Ohio | Highland | Withdrawn | American Electric Power (AEP) | Hillsboro 138kV | Hillsboro (SubstationID: 21066) |  |  | Withdrawn
PJM | AC1-158 | 2016-10-31 | Solar PV | 500 | Virginia | Spotsylvania | Partially In Service - Under Construction | Dominion | Spotsylvania 500kV | Spotsylvania (SubstationID: 21055) | Highlander Solar Station 1 (Spotsylvania Energy Center) | 60353 | Document Posted | Document Posted | Document Posted | Document Posted | Document Posted
PJM | AC1-158 | 2016-10-31 | Solar PV | 500 | Virginia | Spotsylvania | Partially In Service - Under Construction | Dominion | Spotsylvania 500kV | Spotsylvania (SubstationID: 21055) | Pleinmont Solar I & II (Spotsylvania Energy Center) | 50179 | Document Posted | Document Posted | Document Posted | Document Posted | Document Posted
PJM | AC2-001 | 2016-11-01 | Wind | 300.2 | Ohio | Van Wert | Withdrawn | American Electric Power (AEP) |  |  |  |  | Withdrawn
PJM | AC2-002 | 2016-11-01 | Wind | 179.4 | Virginia | Pulaski | Withdrawn | American Electric Power (AEP) |  |  |  |  | Withdrawn
PJM | AC2-003 | 2016-11-01 | Wind | 78.2 | Virginia | Botetourt | Withdrawn | Dominion |  |  |  |  | Withdrawn
PJM | AC2-004 | 2016-11-01 | Wind | 98.8 | Pennsylvania | Somerset | Withdrawn | Pennsylvania Electric Company (Penelec) | Meyersdale 115kV | Meyersdale North (SubstationID: 19970) | Somerset - AC2-004 | 49925 | Document Posted | Document Posted
PJM | AC2-005 | 2016-11-01 | Solar PV | 3 | Maryland | Dorchester | Withdrawn | Delmarva Power & Light Company | Todd 25kV | Todd (SubstationID: 19854) | Dorchester - AC2-005 | 51910 | Withdrawn
PJM | AC2-006 | 2016-11-01 | Solar PV | 10 | Delaware | Sussex | Withdrawn | Delmarva Power & Light Company | Oman 12kV | Omar (SubstationID: 41841) | Sussex - AC2-006 | 51911 | Withdrawn
PJM | AC2-007 | 2016-11-01 | Solar PV | 20 | Illinois | Boone | Withdrawn | ComEd (Commonwealth Edison) | Belvidere | Belvidere (SubstationID: 25271) | Hendricks Solar | 49926 | Document Posted
PJM | AC2-008 | 2016-11-03 | Solar PV | 10 | Ohio | Highland | Withdrawn | American Electric Power (AEP) | Wildcat 12kV | Wildcat (SubstationID: 42289) | Highland - AC2-008 | 49927 | Withdrawn
PJM | AC2-009 | 2016-12-01 | Solar PV + Storage | 0.6 | New Jersey | Mercer | Partially In Service - Under Construction | Public Service Electric and Gas Company (PSE&G) | Pennington 13 kV |  | Pennington 13kv Solar | 54412 | Document Posted | Document Posted | Not Required | Wholesale Market Participation Agreement | Not Required
PJM | AC2-012 | 2016-12-19 | Solar PV | 150 | Virginia | City Of Chesapeake | Engineering And Procurement | Dominion | Grassfield-Great Bridge 115kV | Grassfield (SubstationID: 34970) - Great Bridge (SubstationID: 34989) | Chesapeake Solar | 49928 | Document Posted | Document Posted | Document Posted | Document Posted | Document Posted
PJM | AC2-013 | 2016-12-28 | Solar PV | 27.5 | Maryland | Charles | Withdrawn | Potomac Electric Power Company (PEPCO) | Ripley 69kV | Ripley (SubstationID: 24072) |  |  | Withdrawn
PJM | AC2-014 | 2016-12-28 | Solar PV | 32.5 | Maryland | Charles | Withdrawn | Potomac Electric Power Company (PEPCO) | Ripley-Nanjemoy 69kV | Ripley (SubstationID: 56581) |  |  | Withdrawn
PJM | AC2-015 | 2016-12-28 | Solar PV | 117 | Ohio | Crawford | Active | American Electric Power (AEP) | Chatfield-Howard 138kV | Chatfield (SubstationID: 39267) - Howard (SubstationID: 19967) | Crawford - AC2-015 | 49929 | Document Posted | Document Posted | In Progress
PJM | AC2-019 | 2017-01-19 | Solar PV | 10 | Ohio | Highland | Withdrawn | American Electric Power (AEP) | Highland 12kV | Highland (SubstationID: 21065) | Highland - AC2-019 | 50933 | Withdrawn
PJM | AC2-020 | 2017-01-19 | Solar PV | 20 | Ohio | Ross | Withdrawn | Dayton Power & Light (DPL) | Greenfield-Buckskin 69kV | Buckskin (SubstationID: 38710) - Greenfield (SubstationID: 19428) | Ross - AC2-020 | 50439 | Document Posted | Document Posted
PJM | AC2-022 | 2017-01-25 | Solar PV | 100 | Virginia | Culpeper | Withdrawn | Dominion | Gordonsville-Remington 230kV | Gordonsville (SubstationID: 21023) - Remington (SubstationID: 629) | Culpeper - AC2-022 | 50551 | Document Posted
PJM | AC2-023 | 2017-01-25 | Solar PV | 45.8 | Maryland | Wicomico | Active | Delmarva Power & Light Company | Hebron 69kV | Hebron (SubstationID: 25972) | Wicomico - AC2-023 | 50552 | Document Posted | Document Posted | In Progress
PJM | AC2-024 | 2017-01-25 | Solar PV | 1.2 | New Jersey | Middlesex | Withdrawn | Public Service Electric and Gas Company (PSE&G) | Edison 4kV | Edison (SubstationID: 11694) | Middlesex - AC2-024 | 50593 | Document Posted | Document Posted | Not Required | Withdrawn | Not Required
PJM | AC2-026 | 2017-01-30 | Solar PV | 50 | Ohio | Scioto | Withdrawn | American Electric Power (AEP) | Wakefield 138kV | Wakefield (SubstationID: 36277) | Scioto - AC2-026 | 50775 | Document Posted
PJM | AC2-027 | 2017-01-30 | Solar PV | 10 | Ohio | Highland | Withdrawn | American Electric Power (AEP) | Highland 12kV | Highland (SubstationID: 21065) | Highland - AC2-027 | 50594 | Withdrawn
PJM | AC2-028 | 2017-01-31 | Solar PV | 10 | Ohio | Highland | Withdrawn | American Electric Power (AEP) | Highland 13.2kV | Highland (SubstationID: 21065) | Highland - AC2-028 | 50624 | Withdrawn
PJM | AC2-029 | 2017-01-31 | Solar PV | 70 | Ohio | Pickaway | Active | American Electric Power (AEP) | Circleville 138kV | Circleville (SubstationID: 19405) | Pickaway - AC2-029 | 50625 | Document Posted | Document Posted | In Progress
PJM | AC2-030 | 2017-02-03 | Solar PV | 20 | Ohio | Pike | Withdrawn | American Electric Power (AEP) | East Beaver 69kV | East Beaver (SubstationID: 33748) | Pike - AC2-030 | 50776 | Document Posted
PJM | AC2-031 | 2017-02-03 | Solar PV | 100 | Ohio | Highland | Withdrawn | American Electric Power (AEP) | Hillsboro 138kV | Hillsboro (SubstationID: 21066) | Highland - AC2-031 | 50934 | Document Posted
PJM | AC2-035 | 2017-02-03 | Solar PV | 49 | Ohio | Jackson | Withdrawn | American Electric Power (AEP) | Lick-Firebrick 69kV | Firebrick (SubstationID: 63437) | Jackson - AC2-035 | 50777 | Document Posted | Document Posted
PJM | AC2-037 | 2017-02-03 | Solar PV | 20 | Ohio | Jackson | Withdrawn | American Electric Power (AEP) | Lick 69kV | Lick (SubstationID: 37284) | Jackson - AC2-037 | 50779 | Withdrawn
PJM | AC2-038 | 2017-02-03 | Solar PV | 20 | Ohio | Athens | Withdrawn | American Electric Power (AEP) | Lee 69kV | Lee (SubstationID: 37238) | Athens - AC2-038 | 50780 | Document Posted | Document Posted
PJM | AC2-039 | 2017-02-03 | Solar PV | 43 | Ohio | Athens | Withdrawn | American Electric Power (AEP) | Poston-Dexter 69kV | Diamond - Dexter (SubstationID: 54301) - Poston (SubstationID: 40115) | Athens - AC2-039 | 50781 | Withdrawn
PJM | AC2-040 | 2017-02-03 | Solar PV | 49 | Ohio | Highland | Withdrawn | American Electric Power (AEP) | Hillsboro 138kV | Hillsboro (SubstationID: 21066) | Highland - AC2-040 | 50782 | Document Posted
PJM | AC2-041 | 2017-02-03 | Solar PV | 100 | Ohio | Highland | Withdrawn | American Electric Power (AEP) | Hillsboro 138kV | Hillsboro (SubstationID: 21066) | Highland - AC2-041 | 50783 | Document Posted
PJM | AC2-042 | 2017-02-03 | Solar PV | 200 | Ohio | Highland | Withdrawn | American Electric Power (AEP) | Hillsboro 138kV | Hillsboro (SubstationID: 21066) | Highland - AC2-042 | 50784 | Document Posted
PJM | AC2-043 | 2017-02-06 | Solar PV | 50 | Ohio | Fairfield | Withdrawn | American Electric Power (AEP) | W. Millersport-S. Baltimore 138kV | South Baltimore (SubstationID: 34703) - West Millersport (SubstationID: 37007) | Fairfield - AC2-043 | 51062 | Document Posted | Document Posted
PJM | AC2-044 | 2017-02-06 | Solar PV | 20 | Ohio | Van Wert | Active | American Electric Power (AEP) | Maddox Creek 345kV | Maddox Creek (SubstationID: 42630) | Aurora Solar (FKA Great Bear) | 50785 | Document Posted | Document Posted | In Progress
PJM | AC2-045 | 2017-02-07 | Solar PV | 10 | Ohio | Athens | Withdrawn | American Electric Power (AEP) | Clark 12kV |  | Solar Power and Light | 51063 | Document Posted | Document Posted | Not Required | Wholesale Market Participation Agreement | Not Required
PJM | AC2-046 | 2017-02-08 | Solar PV | 63 | Ohio | Jackson | Withdrawn | American Electric Power (AEP) | EAst Beaver 138kV | East Beaver (SubstationID: 33748) | Jackson - AC2-046 | 50786 | Document Posted
PJM | AC2-047 | 2017-02-08 | Solar PV | 18.3 | Ohio | Scioto | Withdrawn | American Electric Power (AEP) | Ashley-Millbrook Park 69 kV | Millbrook Park (SubstationID: 38359) | Scioto - AC2-047 | 50787 | Document Posted
PJM | AC2-048 | 2017-02-10 | Solar PV | 60 | Ohio | Meigs | Active | American Electric Power (AEP) | Sporn 138kV | Sporn (SubstationID: 23829) | Meigs - AC2-048 | 51064 | Document Posted | Document Posted | In Progress
PJM | AC2-049 | 2017-02-10 | Solar PV | 49 | Ohio | Highland | Withdrawn | American Electric Power (AEP) | Hillsboro-Millbrook 138kV | Hillsboro (SubstationID: 21066) - Millbrook Park (SubstationID: 38359) | Highland - AC2-049 | 51065 | Document Posted
PJM | AC2-050 | 2017-02-10 | Solar PV | 10 | New Jersey | Burlington | Active | Atlantic City Electric | Tabernacle 12kV | Tabernacle (SubstationID: 24546) | Burlington - AC2-050 | 51112 | Document Posted | Document Posted | In Progress
PJM | AC2-051 | 2017-02-13 | Solar PV | 10 | Ohio | Pickaway | Withdrawn | American Electric Power (AEP) | Pickaway Solar | Pickaway (SubstationID: 43006) |  |  | Withdrawn
PJM | AC2-053 | 2017-02-14 | Solar PV | 55 | Pennsylvania | Adams | Suspended | Metropolitan Edison Company | Germantown 115kV | Germantown (SubstationID: 56601) | Brookview Solar I | 50122 | Document Posted | Document Posted | Document Posted | Document Posted | Document Posted
PJM | AC2-054 | 2017-02-14 | Solar PV | 10 | Ohio | Muskingum | Withdrawn | American Electric Power (AEP) | South Rultonham 69kV | South Fultonham (SubstationID: 55739) | Muskingum - AC2-054 | 51222 | Withdrawn
PJM | AC2-055 | 2017-02-14 | Solar PV | 47.5 | Ohio | Highland | Active | American Electric Power (AEP) | Buckskin 69kV | Buckskin (SubstationID: 38710) | Highland - AC2-055 | 51066 | Document Posted | Document Posted | In Progress
PJM | AC2-056 | 2017-02-15 | Solar PV | 20 | Ohio | Adams | Withdrawn | Dayton Power & Light (DPL) | Killen 345kV | Killen Station (SubstationID: 16740) | Adams - AC2-056 | 51223 | Withdrawn
PJM | AC2-057 | 2017-02-16 | Solar PV | 20 | Virginia | Pittsylvania | Withdrawn | American Electric Power (AEP) | Ridgeway-Dan River 69kV | Dan River (SubstationID: 16787) - Ridgeway (SubstationID: 23963) | Pittsylvania - AC2-057 | 51764 | Document Posted
PJM | AC2-058 | 2017-02-16 | Solar PV | 16.4 | Ohio | Tuscarawas | Withdrawn | American Electric Power (AEP) | Newcomerstown-N. Philly 69kV | Newcomerstown (SubstationID: 38931) | Tuscarawas - AC2-058 | 51719 | Withdrawn
PJM | AC2-059 | 2017-02-16 | Solar PV | 127 | Ohio | Ross | Active | American Electric Power (AEP) | Biers Run-Circleville 138kV | Biers Run (SubstationID: 19404) - Circleville (SubstationID: 19405) | Yellowbud Solar | 51673 | Document Posted | Document Posted | In Progress
PJM | AC2-060 | 2017-02-16 | Solar PV | 100 | Ohio | Ross | Active | American Electric Power (AEP) | Buckskin 69kV | Buckskin (SubstationID: 38710) | Ross County Solar | 51674 | Document Posted | Document Posted | In Progress
PJM | AC2-061 | 2017-02-16 | Solar PV | 117 | Ohio | Ross | Active | American Electric Power (AEP) | Hillsboro-Clinton 138kV | Clinton (SubstationID: 39386) - Hillsboro (SubstationID: 21066) | Ross - AC2-061 | 51224 | Document Posted | Document Posted | In Progress
PJM | AC2-062 | 2017-02-22 | Solar PV | 55 | Ohio | Brown | Withdrawn | American Electric Power (AEP) | Emerald-Kenton 138kV | Emerald (SubstationID: 33934) - Kenton (SubstationID: 36457) | Brown - AC2-062 | 51720 | Document Posted
PJM | AC2-063 | 2017-02-22 | Solar PV | 100 | North Carolina | Bertie | Withdrawn | Dominion | Earleys 230kV | Earleys (SubstationID: 42619) |  |  | Withdrawn
PJM | AC2-064 | 2017-02-22 | Solar PV | 115 | Ohio | Highland | Withdrawn | American Electric Power (AEP) | Hillsboro-Millbrook 138kV | Hillsboro (SubstationID: 21066) - Millbrook Park (SubstationID: 38359) | Highland - AC2-064 | 51225 | Document Posted | Withdrawn
PJM | AC2-066 | 2017-02-24 | Solar PV | 200 | Ohio | Brown | Partially In Service - Under Construction | Duke Energy Kentucky, Inc., Duke Energy Ohio | Hillcrest 138kV | Hillcrest (SubstationID: 27473) | Hillcrest Solar I | 45707 | Document Posted | Document Posted | Not Required | Document Posted | Document Posted
PJM | AC2-067 | 2017-02-27 | Solar PV | 49.9 | Ohio | Preble | Engineering And Procurement | Dayton Power & Light (DPL) | Camden-Crystal I 69kV | Camden (SubstationID: 56049) - Crystal III (SubstationID: 56050) | Alamo Solar I | 63201 | Document Posted | Document Posted | Document Posted | Document Posted | Document Posted
PJM | AC2-068 | 2017-02-27 | Solar PV | 69.9 | Ohio | Preble | Engineering And Procurement | Dayton Power & Light (DPL) | Camden-Crystal II 69kV | Camden (SubstationID: 56049) - Crystal III (SubstationID: 56050) | Alamo Solar I | 63201 | Document Posted | Document Posted | Document Posted | Document Posted | Document Posted
PJM | AC2-069 | 2017-02-27 | Solar PV | 60 | Kentucky | Harrison | Withdrawn | East Kentucky Power Cooperative | Jacsonville-Renaker 138kV III | Jacksonville (SubstationID: 41812) - Renaker (SubstationID: 56046) | Harrison - AC2-069 | 51226 | Document Posted
PJM | AC2-070 | 2017-02-27 | Solar PV | 13 | Virginia | King William | Withdrawn | Dominion | Old Church 34.5kV | Old Church (SubstationID: 696) | Energix Hollyfield (FKA Hollyfield II Solar) | 51304 | Document Posted | Document Posted | Not Required | Wholesale Market Participation Agreement | Not Required
PJM | AC2-071 | 2017-02-27 | Solar PV | 20 | Virginia | Buckingham | Withdrawn | Dominion | Buckingham 35kV | Buckingham (SubstationID: 38705) | Energix Buckingham (FKA Buckingham II Solar) | 51305 | Document Posted | Document Posted | Not Required | Wholesale Market Participation Agreement | Not Required
PJM | AC2-072 | 2017-02-27 | Solar PV | 20 | Virginia | Prince William | Withdrawn | Dominion | Nokesville 35kV | Nokesville (SubstationID: 38956) | Energix Nokesville (FKA Nokesville Solar) | 51306 | Document Posted | Document Posted | Not Required | Wholesale Market Participation Agreement | Not Required
PJM | AC2-073 | 2017-02-27 | Solar PV | 20 | Virginia | Middlesex | Withdrawn | Dominion | Harmony Village 35kV | Harmony Village (SubstationID: 35396) | Church View | 51307 | Document Posted | Document Posted | Not Required | Wholesale Market Participation Agreement | Not Required
PJM | AC2-074 | 2017-02-27 | Solar PV | 15.7 | Virginia | Shenandoah | Withdrawn | Dominion | Mt. Jackson 35kV | Mt Jackson (SubstationID: 38536) | Energix Mt. Jackson (FKA Mt. Jackson I) | 51308 | Document Posted | Document Posted | Not Required | Wholesale Market Participation Agreement | Not Required
PJM | AC2-075 | 2017-02-27 | Solar PV | 20 | Kentucky | Harrison | Active | East Kentucky Power Cooperative | Great Blue Heron Solar | Great Blue Heron Solar (SubstationID: 55674) | Great Blue Heron Solar | 51227 | Document Posted | Document Posted | In Progress
PJM | AC2-085 | 2017-02-28 | Solar PV | 20 | Ohio | Clermont | Withdrawn | Duke Energy Kentucky, Inc., Duke Energy Ohio | Eastwood 34kV | Eastwood (SubstationID: 27504) | Clermont - AC2-085 | 51228 | Document Posted | Document Posted | Not Required | Withdrawn | Not Required
PJM | AC2-086 | 2017-02-28 | Solar PV | 20 | Ohio | Clermont | Withdrawn | Duke Energy Kentucky, Inc., Duke Energy Ohio | Eastwood 34.5kV | Eastwood (SubstationID: 27504) | Clermont - AC2-086 | 51229 | Withdrawn
PJM | AC2-087 | 2017-02-28 | Solar PV | 85 | Ohio | Ross | Withdrawn | American Electric Power (AEP) | Buckskin 69kV | Buckskin (SubstationID: 38710) | Ross - AC2-087 | 51230 | Document Posted | Document Posted
PJM | AC2-088 | 2017-02-28 | Solar PV | 70 | Ohio | Clermont | Suspended | Duke Energy Kentucky, Inc., Duke Energy Ohio | S. Bethel-Brown 69kV | Brown (SubstationID: 27492) - South Bethel (SubstationID: 27606) | Nestlewood Solar | 51115 | Document Posted | Document Posted | Document Posted | Document Posted | Document Posted
PJM | AC2-089 | 2017-02-28 | Solar PV | 18.2 | Virginia | Wythe | Withdrawn | American Electric Power (AEP) | Klockner 34.5 kV | Klockner (SubstationID: 44034) | Silverside Solar | 51231 | Document Posted | Document Posted | Not Required | Wholesale Market Participation Agreement | Not Required
PJM | AC2-090 | 2017-02-28 | Solar PV | 100 | Indiana | Randolph | Active | American Electric Power (AEP) | Losantville 345kV | Losantville (SubstationID: 41340) | Riverstart Solar Park III | 51766 | Document Posted | Document Posted | In Progress
PJM | AC2-091 | 2017-02-28 | Solar PV | 100 | Indiana | Randolph | Withdrawn | American Electric Power (AEP) | Modoc (Riverstart Solar IV) 138kV | Modoc (SubstationID: 31631) |  |  | Withdrawn
PJM | AC2-078 | 2017-02-28 | Solar PV | 60 | Virginia | Prince George | Withdrawn | Dominion | Disputanta-Waverly 115kV | Disputanta (SubstationID: 40347) - Waverly (SubstationID: 36366) | Warwick PVI | 51309 | Document Posted | Document Posted | Document Posted | Document Posted | Withdrawn
PJM | AC2-079 | 2017-02-28 | Solar PV | 85 | Virginia | Isle Of Wight | Active | Dominion | Ivor-Oak Ridge 115kV | Ivor (SubstationID: 36024) - Oak Ridge (SubstationID: 39109) | Windsor PVI | 51310 | Document Posted | Document Posted | Document Posted | Document Posted | Document Posted
PJM | AC2-080 | 2017-02-28 | Wind | 200 | Indiana | Jasper | Active | American Electric Power (AEP) | Olive-Reynolds 345kV | Olive (SubstationID: 21327) - Reynolds (SubstationID: 1430) | Pulaski - AC2-080 | 51765 | Document Posted | Document Posted | In Progress
PJM | AC2-081 | 2017-02-28 | Solar PV | 100 | Virginia | Clarke | Withdrawn | Allegheny Power | Battle Town 115kV |  |  |  | Withdrawn
PJM | AC2-082 | 2017-02-28 | Solar PV | 85 | Virginia | Fauquier | Withdrawn | Dominion | Remington-Gainesville 230kV | Gainesville (SubstationID: 628) - Remington (SubstationID: 629) | Fauquier - AC2-082 | 51311 | Document Posted | Document Posted
PJM | AC2-083 | 2017-02-28 | Solar PV | 20 | North Carolina | Halifax | Withdrawn | Dominion | Dawson-South Justice 115kV | Dawsons Crossroads (SubstationID: 41145) - South Justice Branch (SubstationID: 41144) | Halifax - AC2-083 | 51274 | Document Posted | Document Posted | Withdrawn
PJM | AC2-084 | 2017-02-28 | Solar PV | 60 | North Carolina | Halifax | Active | Dominion | Dawson-South Justice 115kV | Dawsons Crossroads (SubstationID: 41145) - South Justice Branch (SubstationID: 41144) | Halifax - AC2-084 | 51275 | Document Posted | Document Posted | In Progress
PJM | AC2-093 | 2017-03-02 | Solar PV | 675 | North Carolina | Northhampton | Withdrawn | Dominion | Brunswick-Wake 500 kV | Brunswick (SubstationID: 12384) - Wake (SubstationID: 20636) | Northhampton - AC2-093 | 51675 | Document Posted | Document Posted
PJM | AC2-094 | 2017-03-06 | Solar PV | 99.9 | Virginia | Louisa | Withdrawn | Dominion | Louisa-North Anna 230kV | Louisa (SubstationID: 56578) - North Anna (SubstationID: 14143) | Louisa - AC2-094 | 51276 | Document Posted
PJM | AC2-095 | 2017-03-08 | Solar PV | 10 | Ohio | Clermont | Withdrawn | Duke Energy Kentucky, Inc., Duke Energy Ohio | Eastwood 138kV | Eastwood (SubstationID: 27504) | Clermont - AC2-095 | 51676 | Withdrawn
PJM | AC2-096 | 2017-03-09 | Solar PV | 20 | Virginia | Pulaski | Withdrawn | American Electric Power (AEP) | Wurno I 34.5KV | Wurno (SubstationID: 24004) | Pulaski - AC2-096 | 51767 | Withdrawn | Withdrawn
PJM | AC2-097 | 2017-03-09 | Solar PV | 20 | Virginia | Pulaski | Withdrawn | American Electric Power (AEP) | Wurno II 34.5kV | Wurno (SubstationID: 24004) | Pulaski - AC2-097 | 51721 | Withdrawn | Withdrawn
PJM | AC2-098 | 2017-03-09 | Solar PV | 100 | Virginia | Tazewell | Withdrawn | American Electric Power (AEP) | Buckhorn-Lonesome Pine 138kV | Buckhorn (SubstationID: 23848) - Lonesome Pine (SubstationID: 23920) | Tazewell - AC2-098 | 51232 | Document Posted
PJM | AC2-100 | 2017-03-10 | Solar PV | 50 | Virginia | Halifax | Engineering And Procurement | Dominion | Halifax-Person 230kV | Halifax (SubstationID: 20630) - Person (SubstationID: 20631) - Person (SubstationID: 27621) - Sedge Hill Switching Station (SubstationID: 41579) | Powells Creek Solar | 51996 | Document Posted | Document Posted | Document Posted | Document Posted | Document Posted
PJM | AC2-101 | 2017-03-10 | Solar PV | 32.5 | Maryland | Charles | Withdrawn | SMECO | Ripley-Nanjemoy 69kV | Grayton (SubstationID: 56582) - Ripley (SubstationID: 56581) | MD Solar 1 (Shugart Solar) | 51278 | Document Posted | Document Posted | Document Posted | Wholesale Market Participation Agreement | Not Required
PJM | AC2-102 | 2017-03-10 | Solar PV | 80 | Virginia | Culpeper | Withdrawn | Dominion | Mitchell DP 115kV | Mitchell DP (SubstationID: 45264) | Culpeper - AC2-102 | 51647 | Document Posted | Document Posted | Withdrawn
PJM | AC2-103 | 2017-03-10 | Wind | 297.7 | Ohio | Erie | Engineering And Procurement | American Transmission Systems, Inc. (ATSI) | Beaver-Davis Besse 345 kV I | Beaver (SubstationID: 13923) - Davis-Besse (SubstationID: 13922) - Erie County (AC2-103 POI) (SubstationID: 56844) | Firelands Wind (FKA Emerson Creek I & II) | 41021 | Document Posted | Document Posted | Document Posted | Document Posted | Document Posted
PJM | AC2-104 | 2017-03-10 | Wind | 500.3 | Ohio | Van Wert | Withdrawn | American Electric Power (AEP) | Marysville-Sorenson 765kv | Marysville (SubstationID: 14199) - Sorenson (SubstationID: 19517) | Long Prairie Wind II | 51768 | Document Posted | Document Posted
PJM | AC2-105 | 2017-03-13 | Solar PV | 100 | Virginia | Southampton | Withdrawn | Dominion | Saddler 115kV |  |  |  | Withdrawn
PJM | AC2-106 | 2017-03-13 | Solar PV | 100 | Ohio | Ross | Withdrawn | American Electric Power (AEP) | Biers Run 138kV | Biers Run (SubstationID: 19404) | Ross - AC2-106 | 51722 | Document Posted | Withdrawn
PJM | AC2-107 | 2017-03-13 | Solar PV | 100 | Virginia | Halifax | Withdrawn | Dominion | Perth 115kV | Perth (SubstationID: 39941) | Halifax - AC2-107 | 51769 | Document Posted | Document Posted | Withdrawn
PJM | AC2-108 | 2017-03-13 | Solar PV | 100 | North Carolina | Beaufort | Withdrawn | Dominion | Wharton 115kV | Wharton (SubstationID: 63116) |  |  | Withdrawn
PJM | AC2-110 | 2017-03-13 | Solar PV | 70 | Virginia | King And Queen | Engineering And Procurement | Dominion | Harmony Village-Shackleford 115kV | Harmony Village (SubstationID: 35396) - Shackleford (SubstationID: 34533) | Walnut Solar I | 50130 | Document Posted | Document Posted | Document Posted | Document Posted | Document Posted
PJM | AC2-111 | 2017-03-16 | Solar PV | 80 | Ohio | Preble | Active | American Electric Power (AEP) | College Corner 138kV | College Corner (SubstationID: 43164) | Angelina Solar I | 63307 | Document Posted | Document Posted | In Progress
PJM | AC2-113 | 2017-03-17 | Solar PV | 20 | Virginia | Culpeper | Withdrawn | Dominion | Culpeper 35kV | Culpeper (SubstationID: 39899) | Culpeper North | 51280 | Document Posted | Document Posted | Not Required | Wholesale Market Participation Agreement | Not Required
PJM | AC2-112 | 2017-03-17 | Solar PV | 150 | Virginia | Augusta | Engineering And Procurement | Dominion | Stuarts Draft-Waynesboro 115kV | Stuarts Draft (SubstationID: 35236) - Waynesboro (SubstationID: 36375) | Augusta Solar | 51279 | Document Posted | Document Posted | Document Posted | Document Posted | Document Posted
PJM | AC2-114 | 2017-03-20 | Solar PV | 49.9 | Kentucky | Campbell | Withdrawn | East Kentucky Power Cooperative | Magnolia-Summersville 69kV | Magnolia (SubstationID: 21294) - Summersville (SubstationID: 21295) | Campbell - AC2-114 | 51814 | Document Posted
PJM | AC2-119 | 2017-03-22 | Solar PV | 25 | West Virginia | Raliegh | Withdrawn | American Electric Power (AEP) | Grandview 138kV | Grandview (SubstationID: 55018) | Raleigh - AC2-119 | 51723 | Document Posted
PJM | AC2-120 | 2017-03-23 | Solar PV | 27.5 | Maryland | Charles | Engineering And Procurement | SMECO | Ripley 69kV | Ripley (SubstationID: 56581) | Ripley Solar (AKA MD Solar 2) | 51650 | Document Posted | Document Posted | Document Posted | Wholesale Market Participation Agreement | Not Required
PJM | AC2-121 | 2017-03-23 | Solar PV | 150 | Virginia | Culpeper | Withdrawn | Dominion | Gordonsville-Remington 230kV | Gordonsville (SubstationID: 21023) - Remington (SubstationID: 629) | Culpeper - AC2-121 | 51771 | Document Posted
PJM | AC2-122 | 2017-03-23 | Solar PV | 50 | Pennsylvania | Somerset | Withdrawn | Pennsylvania Electric Company (Penelec) | Lick Run 115kV | Lick Run (SubstationID: 45301) | Somerset - AC2-122 | 51651 | Document Posted | Document Posted | Withdrawn
PJM | AC2-123 | 2017-03-23 | Solar PV | 75 | Virginia | Wythe | Engineering And Procurement | American Electric Power (AEP) | Jacksons Ferry 138kV | Jackson's Ferry (SubstationID: 12815) | Wythe County Solar Project | 51772 | Document Posted | Document Posted | Document Posted | Document Posted | Document Posted
PJM | AC2-124 | 2017-03-24 | Solar PV | 50 | Ohio | Hardin | Withdrawn | American Electric Power (AEP) | Gunn Road 345kV | Scioto Ridge (AKA Gunn Road) (SubstationID: 20793) | Hardin - AC2-124 | 51773 | Document Posted | Document Posted
PJM | AC2-134 | 2017-03-27 | Solar PV | 9 | New Jersey | Sussex | Withdrawn | Jersey Central Power & Light | Hamburg 34.5kV | Hamburg (SubstationID: 42334) | Sussex - AC2-134 | 51840 | Document Posted | Document Posted | Withdrawn
PJM | AC2-135 | 2017-03-27 | Solar PV | 20 | Virginia | Clarke | Withdrawn | Allegheny Power | Double Toll Gate 34.5kV | Double Tollgate (SubstationID: 692) | Clarke - AC2-135 | 51652 | Withdrawn
PJM | AC2-136 | 2017-03-27 | Solar PV | 11.8 | Maryland | Washington | Engineering And Procurement | Allegheny Power | East Hagerstown 12kV | East Hagerstown (SubstationID: 33764) | East Hagerstown Solar (AKA Kieffer Funk Solar) | 51653 | Document Posted | Document Posted | Not Required | Wholesale Market Participation Agreement | Not Required
PJM | AC2-137 | 2017-03-27 | Solar PV | 18.8 | Virginia | Henrico | Partially In Service - Under Construction | Dominion | Elko 34.5kV | Elko (SubstationID: 33909) | Briel Farm Solar | 51774 | Document Posted | Document Posted | Not Required | Wholesale Market Participation Agreement | Not Required
PJM | AC2-138 | 2017-03-27 | Solar PV | 10.8 | Virginia | Westmoreland | Partially In Service - Under Construction | Dominion | Northern Neck 34.5kV | Northern Neck (SubstationID: 43197) | Gardyís Mill Solar | 51775 | Document Posted | Document Posted | Not Required | Wholesale Market Participation Agreement | Not Required
PJM | AC2-141 | 2017-03-28 | Solar PV | 240 | Virginia | Isle Of Wight | Active | Dominion | Septa 500kV | Septa (SubstationID: 14135) | Isle of Wight - AC2-141 | 51815 | Document Posted | Document Posted | In Progress
PJM | AC2-143 | 2017-03-28 | Solar PV | 3 | New Jersey | Middlesex | Withdrawn | Jersey Central Power & Light | Cranbury 34.5kV | Cranbury (SubstationID: 55652) | Middlesex - AC2-143 | 51724 | Document Posted | Document Posted | Not Required | Withdrawn | Withdrawn
PJM | AC2-146 | 2017-03-28 | Solar PV | 50 | Indiana | Randolph | Withdrawn | American Electric Power (AEP) | Modoc 138kV | Modoc (SubstationID: 31631) |  |  | Withdrawn
PJM | AC2-147 | 2017-03-28 | Solar PV | 20 | Illinois | Ogle | Withdrawn | ComEd (Commonwealth Edison) | Maryland | Lancaster (SubstationID: 56107) - Maryland (SubstationID: 25337) | Ogle - AC2-147 | 51816 | Document Posted | Withdrawn
PJM | AC2-148 | 2017-03-28 | Solar PV | 20 | Illinois | Lee | Withdrawn | ComEd (Commonwealth Edison) | South Dixon | South Dixon-H76 (SubstationID: 51850) | Lee - AC2-148 | 51725 | Withdrawn | Withdrawn
PJM | AC2-149 | 2017-03-28 | Solar PV | 20 | Illinois | Dekalb | Withdrawn | ComEd (Commonwealth Edison) | Glidden | Glidden (SubstationID: 21247) | DeKalb - AC2-149 | 51726 | Document Posted
PJM | AC2-150 | 2017-03-28 | Solar PV | 20 | Illinois | Lee | Withdrawn | ComEd (Commonwealth Edison) | Dixon | Dixon (SubstationID: 21241) | Lee - AC2-150 | 51727 | Withdrawn | Withdrawn
PJM | AC2-151 | 2017-03-28 | Solar PV | 20 | Illinois | Grundy | Withdrawn | ComEd (Commonwealth Edison) | Mazon | Mazon (SubstationID: 25339) | Grundy - AC2-151 | 51728 | Withdrawn
PJM | AC2-152 | 2017-03-28 | Solar PV | 10 | Illinois | Livingston | Withdrawn | ComEd (Commonwealth Edison) | Pontiac Midpoint | Pontiac-Midpoint (SubstationID: 953) | Livingston - AC2-152 | 51729 | Withdrawn | Withdrawn
PJM | AC2-153 | 2017-03-28 | Solar PV | 10 | Illinois | Dekalb | Withdrawn | ComEd (Commonwealth Edison) | Steward | McGirr Road (SubstationID: 20153) | DeKalb - AC2-153 | 51730 | Withdrawn | Withdrawn
PJM | AC2-154 | 2017-03-29 | Solar PV | 50 | Illinois | Kankakee | Active | ComEd (Commonwealth Edison) | Davis Creek 138kV | Davis Creek (SubstationID: 21194) | Staley Solar I | 51654 | Document Posted | Document Posted | In Progress
PJM | AC2-155 | 2017-03-29 | Wind | 100 | West Virginia | Pendleton | Withdrawn | Allegheny Power | North Franklin 138kV | North Franklin (SubstationID: 19976) | Pendleton - AC2-155 | 51731 | Document Posted
PJM | AC2-156 | 2017-03-29 | Solar PV | 20 | Illinois | Dekalb | Active | ComEd (Commonwealth Edison) | Sandwich 34.5kV | Sandwich (SubstationID: 25380) | DeKalb - AC2-156 | 51858 | Document Posted | Document Posted
PJM | AC2-157 | 2017-03-29 | Solar PV | 200 | Indiana | Sullivan | Active | American Electric Power (AEP) | Sullivan 345 kV | Sullivan - Farmersburg (SubstationID: 10981) | Sullivan - AC2-157 | 51817 | Document Posted | Document Posted | In Progress
PJM | AC2-158 | 2017-03-29 | Solar PV | 65 | North Carolina | Bertie | Withdrawn | Dominion | Cashie-Earleys 230kV | Cashie (SubstationID: 39168) - Earleys (SubstationID: 42619) | Bertie - AC2-158 | 51818 | Document Posted
PJM | AC2-159 | 2017-03-29 | Solar PV | 80 | North Carolina | Northhampton | Withdrawn | Dominion | Jackson-Woodland 115kV | Woodland (SubstationID: 54694) | Northhampton - AC2-159 | 51819 | Document Posted
PJM | AC2-161 | 2017-03-29 | Solar PV | 20 | Virginia | Isle Of Wight | Withdrawn | Dominion | Smithfield 34.5kV | Smithfield (SubstationID: 34662) | Solidago | 51820 | Document Posted | Document Posted | Not Required | Wholesale Market Participation Agreement | Not Required
PJM | AC2-162 | 2017-03-29 | Solar PV | 20 | Virginia | Hanover | Withdrawn | Dominion | Old Church 34.5kV | Old Church (SubstationID: 696) | Sweetspire | 51821 | Document Posted | Document Posted | Not Required | Wholesale Market Participation Agreement | Not Required
PJM | AC2-163 | 2017-03-29 | Solar PV | 17.5 | Virginia | Middlesex | Withdrawn | Dominion | Harmony Village-Dunnsville 34.5kV | Dunnsville (SubstationID: 40424) - Harmony Village (SubstationID: 35396) |  |  | Withdrawn
PJM | AC2-164 | 2017-03-29 | Solar PV | 200 | Ohio | Champaign | Withdrawn | Dayton Power & Light (DPL) | Darby-Urbana 138kV | Darby Electric Generating Station (SubstationID: 16833) - Urbana (SubstationID: 36166) | Champaign - AC2-164 | 51733 | Document Posted | Withdrawn
PJM | AC2-165 | 2017-03-30 | Solar PV | 99.9 | Virginia | Powhatan | Suspended | Dominion | Bremo-Powhatan 230kV | Bremo (SubstationID: 715) - Powhatan (SubstationID: 40130) | Cartersville Solar | 51734 | Document Posted | Document Posted | Document Posted | Document Posted | Document Posted
PJM | AC2-166 | 2017-03-30 | Solar PV | 40 | Illinois | Dekalb | Withdrawn | ComEd (Commonwealth Edison) | Waterman 34 kV | Waterman (SubstationID: 21246) | DeKalb - AC2-166 | 51735 | Document Posted | Withdrawn
PJM | AC2-167 | 2017-03-30 | Solar PV | 50 | Virginia | Southampton | Withdrawn | Dominion | Boykins-Murphy 115kV | Boykins (SubstationID: 38330) - Murphy (SubstationID: 38564) | Southampton - AC2-167 | 51822 | Withdrawn
PJM | AC2-168 | 2017-03-30 | Solar PV | 11.7 | Pennsylvania | Washington | Engineering And Procurement | Duquesne Light Company (DLC) | Clinton 23kV | Clinton (SubstationID: 20047) | Gaucho Solar | 51823 | Document Posted | Document Posted | Not Required | Wholesale Market Participation Agreement | Not Required
PJM | AC2-170 | 2017-03-30 | Solar PV | 5 | Pennsylvania | Lancaster | Engineering And Procurement | PPL Electric Utilities | Quarryville | Quarryville - Lancaster County (SubstationID: 40188) | Keystone Solar | 52892 | Document Posted | Document Posted | Not Required | Document Posted | Not Required
PJM | AC2-171 | 2017-03-30 | Solar PV | 29 | Ohio | Ross | Withdrawn | Dayton Power & Light (DPL) | Jeffersonville 69kV | Jeffersonville (SubstationID: 36080) | Ross - AC2-171 | 51737 | Document Posted
PJM | AC2-173 | 2017-03-30 | Solar PV | 90 | Illinois | Winnebago | Withdrawn | ComEd (Commonwealth Edison) | Wempleton-Belvidere | Belvidere (SubstationID: 25271) - Wempletown (SubstationID: 207) | Winnebago - AC2-173 | 52425 | Document Posted
PJM | AC2-169 | 2017-03-30 | Solar PV | 4.1 | New Jersey | Gloucester | Withdrawn | Atlantic City Electric | Nortonville 12kV | Nortonville (SubstationID: 24536) | Gloucester - AC2-169 | 51736 | Withdrawn
PJM | AC2-174 | 2017-03-31 | Solar PV | 10 | Virginia | Clarke | Suspended | Allegheny Power | Double Tollgate 34.5kV | Double Tollgate (SubstationID: 692) | Double Tollgate Solar Project | 51738 | Document Posted | Document Posted | Not Required | Wholesale Market Participation Agreement | Not Required
PJM | AC2-175 | 2017-03-31 | Solar PV | 1.6 | New Jersey | Morris | Under Construction | Jersey Central Power & Light | Berkshire Solar 12 kV | Berkshire Solar (SubstationID: 55627) | Berkshire Solar | 51739 | Document Posted | Document Posted | Not Required | Wholesale Market Participation Agreement | Not Required
PJM | AC2-176 | 2017-03-31 | Wind | 130 | Indiana | Jay | In Service | American Electric Power (AEP) | Jay 138 kV | Jay (SubstationID: 30943) | Bitter Ridge Wind Farm | 60454 | Document Posted | Document Posted | Document Posted | Document Posted | Document Posted
PJM | AC2-177 | 2017-03-31 | Wind | 200 | Indiana | Henry | Active | American Electric Power (AEP) | Desoto-Tanners Creek 345kV | Losantville (SubstationID: 41340) | Henry - AC2-177 | 51741 | Document Posted | Document Posted | In Progress
PJM | AC2-178 | 2017-03-31 | Solar PV | 100 | Maryland | Frederick | Withdrawn | Allegheny Power | Ortanna 138kV |  |  |  | Withdrawn
PJM | AC2-181 | 2017-03-31 | Solar PV | 49.9 | Indiana | Randolph | Withdrawn | American Electric Power (AEP) | Payne 69kV | Payne (SubstationID: 45306) |  |  | Withdrawn
PJM | AC2-182 | 2017-03-31 | Solar PV | 80 | Pennsylvania | Franklin | Withdrawn | Pennsylvania Electric Company (Penelec) | McConnelsburg-Texas Eastern | Texas Eastern (SubstationID: 56594) |  |  | Withdrawn
PJM | AC2-183 | 2017-03-31 | Solar PV | 20 | Delaware | Sussex | Withdrawn | Delmarva Power & Light Company | Pepper 69kV | Pepper (SubstationID: 19788) | Sussex - AC2-183 | 51742 | Withdrawn
PJM | AC2-184 | 2017-03-31 | Solar PV | 20 | Delaware | Kent | Active | Delmarva Power & Light Company | Cedar Creek 138kV I | Cedar Creek (SubstationID: 20550) | Kent - AC2-184/AC2-185 | 51743 | Document Posted | Document Posted | Not Required
PJM | AC2-185 | 2017-03-31 | Solar PV | 20 | Delaware | Kent | Active | Delmarva Power & Light Company | Cedar Creek 138kV II | Cedar Creek (SubstationID: 20550) | Kent - AC2-184/AC2-185 | 51743 | Document Posted | Document Posted | Not Required
PJM | AC2-186 | 2017-03-31 | Solar PV | 10 | Delaware | Kent | Engineering And Procurement | Delmarva Power & Light Company | Harrington 25kV | Harrington (SubstationID: 20102) | Raceway Solar | 51745 | Document Posted | Document Posted | Document Posted | Document Posted | Document Posted
PJM | AC2-187 | 2017-03-31 | Solar PV | 20 | Delaware | Kent | Engineering And Procurement | Delmarva Power & Light Company | Harrington 69kV | Harrington (SubstationID: 20102) | Raceway Solar | 51745 | Document Posted | Document Posted | Document Posted | Document Posted | Document Posted
PJM | AC2-188 | 2017-03-31 | Solar PV | 20 | Delaware | Kent | Engineering And Procurement | Delmarva Power & Light Company | Harrington 69 kV | Harrington (SubstationID: 20102) | Raceway Solar | 51745 | Document Posted | Document Posted | Document Posted | Document Posted | Document Posted
PJM | AC2-189 | 2017-03-31 | Solar PV | 11.6 | Maryland | Somerset | Withdrawn | Delmarva Power & Light Company | Crisfield-Kings Creek 69kV | Crisfield (SubstationID: 25962) - Kings Creek (SubstationID: 25932) |  |  | Document Posted | Document Posted
PJM | AC2-192 | 2017-03-31 | Solar PV | 56 | Ohio | Fayette | Withdrawn | American Transmission Systems, Inc. (ATSI) | Greene-Clark 138kV | Clark (SubstationID: 56748) | Fayette - AC2-192 | 51748 | Document Posted
PJM | AC2-193 | 2017-03-31 | Solar PV | 10 | New Jersey | Camden | Withdrawn | Public Service Electric and Gas Company (PSE&G) | Camden 26kV | Camden Switch (SubstationID: 13761) |  |  | Withdrawn
PJM | AC2-194 | 2017-03-31 | Solar PV | 16.2 | North Carolina | Perquimans | Withdrawn | Dominion | WinFall 34.5kV | Winfall (SubstationID: 699) | Perquimans - AC2-194 | 51824 | Document Posted
PJM | AC2-195 | 2017-03-31 | Solar PV | 100 | Ohio | Marion | Active | American Transmission Systems, Inc. (ATSI) | Galion-Roberts South 138kV | Galion (SubstationID: 14018) - Roberts (SubstationID: 686) | Marion County Solar Project | 51825 | Document Posted | Document Posted | Document Posted
PJM | AC2-196 | 2017-03-31 | Solar PV | 16.7 | Virginia | City Of Chesapeake | Withdrawn | Dominion | Fentress 34.5kV | Fentress (SubstationID: 14137) | Centerville Pike Solar | 50120 | Document Posted | Document Posted | Not Required | Wholesale Market Participation Agreement | Not Required
PJM | AD1-013 | 2017-04-06 | Solar PV | 40 | Illinois | Ogle | Active | ComEd (Commonwealth Edison) | Twombly Road 138kV | Twombley Road (SubstationID: 45027) | Rochelle Solar (FKA Twombley Road) | 51827 | Document Posted | Document Posted | In Progress
PJM | AD1-015 | 2017-04-21 | Solar PV | 150 | Ohio | Muskingum | Active | American Electric Power (AEP) | Frazeysburg 138 kV | Frazeysburg (SubstationID: 41808) | Muskingum Solar | 52426 | Document Posted | Document Posted | In Progress
PJM | AD1-016 | 2017-04-28 | Solar PV | 20 | Illinois | Mchenry | Active | ComEd (Commonwealth Edison) | Marengo | Marengo (SubstationID: 25336) | McHenry - AD1-016/AF1-330 | 52530 | Document Posted | Document Posted | Not Required |  | Not Required
PJM | AD1-017 | 2017-05-11 | Solar PV | 120 | Virginia | Pittsylvania | Engineering And Procurement | American Electric Power (AEP) | Smith Mountain-Bearskin 138 kV | Bearskin (SubstationID: 37717) - Smith Mountain (SubstationID: 18272) | Maplewood Solar | 52770 | Document Posted | Document Posted | Document Posted | Document Posted | Document Posted
PJM | AD1-018 | 2017-05-12 | Solar PV | 20 | Maryland | Allegany | Suspended | Allegheny Power | Carlos Jct - Plaza 34 kV | Cumberland (SubstationID: 39902) | Pigtoe Bobcat Solar | 52697 | Document Posted | Document Posted | Not Required | Wholesale Market Participation Agreement | Not Required
PJM | AD1-020 | 2017-06-07 | Solar PV + Storage | 100 | Pennsylvania | Adams | Suspended | Metropolitan Edison Company | Hunterstown-Lincoln 115 kV | Hunterstown Combined-Cycle (SubstationID: 17039) - Lincoln (SubstationID: 42312) | Adams Solar | 54862 | Document Posted | Document Posted | Document Posted | Document Posted | Document Posted
PJM | AD1-022 | 2017-06-19 | Solar PV | 80 | North Carolina | Bertie | Active | Dominion | Cashie-Trowbridge 230 kV | Cashie (SubstationID: 39168) - Trowbridge (SubstationID: 700) | Sumac Solar | 53133 | Document Posted | Document Posted | In Progress
PJM | AD1-023 | 2017-06-19 | Solar PV | 40 | North Carolina | Bertie | Active | Dominion | Cashie-Trowbridge 230 kV | Cashie (SubstationID: 39168) - Trowbridge (SubstationID: 700) | Bertie - AD1-023 | 53134 | Document Posted | Document Posted | In Progress
PJM | AD1-023 | 2017-06-19 | Solar PV | 40 | North Carolina | Bertie | Active | Dominion | Cashie-Trowbridge 230 kV | Cashie (SubstationID: 39168) - Trowbridge (SubstationID: 700) | Sumac Solar | 53133 | Document Posted | Document Posted | In Progress
PJM | AD1-024 | 2017-06-19 | Solar PV | 50 | Illinois | Kankakee | Withdrawn | ComEd (Commonwealth Edison) | Davis Creek-Wilmington | Davis Creek (SubstationID: 21194) - Wilmington (SubstationID: 19554) | Kankakee - AD1-024 | 53188 | Document Posted
PJM | AD1-025 | 2017-06-28 | Solar PV | 150 | Virginia | Surry | Active | Dominion | Hopewell-Surry 230 kV | Hopewell (SubstationID: 650) - Surry Switching Station (SubstationID: 13905) | Spring Grove Solar II | 53135 | Document Posted | Document Posted | In Progress | Interim Study
PJM | AD1-027 | 2017-07-03 | Solar PV | 10 | New Jersey | Camden | Withdrawn | Public Service Electric and Gas Company (PSE&G) | Camden 26 kV | Camden Switch (SubstationID: 13761) |  |  | Withdrawn
PJM | AD1-029 | 2017-07-20 | Solar PV + Storage | 110 | North Carolina | Halifax | Withdrawn | Dominion | Scotland Neck-South Justice 115 kV | Scotland Neck (SubstationID: 41143) - South Justice Branch (SubstationID: 41144) | Halifax - AD1-029 | 54863 | Document Posted
PJM | AD1-030 | 2017-07-20 | Solar PV | 7 | New Jersey | Burlington | Withdrawn | Public Service Electric and Gas Company (PSE&G) | Camden 26 kV II | Camden Switch (SubstationID: 13761) |  |  | Withdrawn
PJM | AD1-031 | 2017-07-24 | Solar PV | 70 | Illinois | Henry | Active | ComEd (Commonwealth Edison) | Kewanee 138 kV | Kewanee (SubstationID: 13426) | Payton Solar Farm | 53475 | Document Posted | In Progress
PJM | AD1-033 | 2017-07-26 | Solar PV | 70 | Virginia | City Of Chesapeake | Engineering And Procurement | Dominion | Fentress-Landstown 230 kV | Fentress (SubstationID: 14137) - Landstown (SubstationID: 577) | Bedford Solar Center | 53593 | Document Posted | Document Posted | Document Posted | Document Posted | Document Posted
PJM | AD1-034 | 2017-07-26 | Solar PV | 74.9 | Virginia | Sussex | Withdrawn | Dominion | Sapony 230 kV | Sapony (SubstationID: 34163) | Sussex - AD1-034 | 53594 | Document Posted
PJM | AD1-035 | 2017-07-27 | Solar PV | 50 | Ohio | Union | Withdrawn | Dayton Power & Light (DPL) | Darby-East Liberty 69 kV | Darby Electric Generating Station (SubstationID: 16833) - Honda East Liberty-Allen Twp. (SubstationID: 35596) | Liberty - AD1-035 | 53568 | Document Posted
PJM | AD1-036 | 2017-07-27 | Solar PV | 35 | Ohio | Crawford | Withdrawn | American Electric Power (AEP) | Chatfield 138 kV | Chatfield (SubstationID: 39267) | Crawford - AD1-036 | 53569 | Withdrawn
PJM | AD1-040 | 2017-07-31 | Solar PV | 11 | Virginia | Albemarle | Withdrawn | Dominion | Mount Eagle 34.5 kV | Mount Eagle (SubstationID: 38515) | Albemarle - AD1-040 | 53535 | Withdrawn
PJM | AD1-041 | 2017-07-31 | Solar PV | 50 | Virginia | Gloucester | Engineering And Procurement | Dominion | Harmony Village-Shackleford 115 kV | Harmony Village (SubstationID: 35396) - Shackleford (SubstationID: 34533) | Carvers Creek II | 53570 | Document Posted | Document Posted | Document Posted | Document Posted | Document Posted
PJM | AD1-043 | 2017-07-31 | Solar PV | 120 | Indiana | Madison | Active | American Electric Power (AEP) | Makahoy 138 kV | Makahoy (SubstationID: 40944) | Lone Oak Solar | 63761 | Document Posted | Document Posted | In Progress
PJM | AD1-044 | 2017-07-31 | Solar PV | 20 | Virginia | Westmoreland | Withdrawn | Dominion | Oak Grove 34.5 kV I | Oak Grove (SubstationID: 39103) | Oak Grove I | 54560 | Document Posted | Document Posted | Not Required | Wholesale Market Participation Agreement | Not Required
PJM | AD1-045 | 2017-07-31 | Solar PV | 20 | Virginia | Westmoreland | Withdrawn | Dominion | Oak Grove 34.5 kV II | Oak Grove (SubstationID: 39103) | Oak Grove II | 54561 | Document Posted | Document Posted | Not Required | Wholesale Market Participation Agreement | Not Required
PJM | AD1-046 | 2017-07-31 | Solar PV | 11.2 | Virginia | Westmoreland | Withdrawn | Dominion | Oak Grove 34.5 kV III | Oak Grove (SubstationID: 39103) | Oak Grove III | 54147 | Document Posted | Document Posted | Not Required | Wholesale Market Participation Agreement | Not Required
PJM | AD1-047 | 2017-07-31 | Solar PV | 80 | Virginia | Greensville | Withdrawn | Dominion | Brink 115 kV | Brink (SubstationID: 42494) | Greensville - AD1-047 | 54217 | Document Posted | Document Posted
PJM | AD1-048 | 2017-08-03 | Solar PV | 20 | Virginia | Henrico | Withdrawn | Dominion | Turner 34.5 kV | Turner (SubstationID: 35835) | Turner Solar | 53595 | Document Posted | Document Posted | Not Required | Wholesale Market Participation Agreement | Not Required
PJM | AD1-049 | 2017-08-03 | Solar PV | 20 | Virginia | Culpeper | Withdrawn | Dominion | Culpeper 34.5 kV | Culpeper (SubstationID: 39899) | Culpeper - AD1-049 | 54171 | Document Posted | Withdrawn
PJM | AD1-050 | 2017-08-07 | Solar PV + Storage | 45 | Virginia | Mecklenburg | Withdrawn | Dominion | Beechwood DP-Palmer Springs 115 kV | Beechwood D.P. (SubstationID: 41528) - Palmer Springs (SubstationID: 64070) | Mecklenburg - AD1-050 | 54864 | Document Posted | Document Posted | Withdrawn
PJM | AD1-051 | 2017-08-07 | Solar PV | 30 | West Virginia | Mason | Withdrawn | American Electric Power (AEP) | Sporn South 138 kV | Sporn (SubstationID: 23829) | Mason - AD1-051 | 54172 | Document Posted
PJM | AD1-053 | 2017-08-11 | Solar PV | 3 | New Jersey | Middlesex | Withdrawn | Public Service Electric and Gas Company (PSE&G) | Plainsboro 13 kV | Plainsboro (SubstationID: 40007) | Plainsboro 13kV | 54218 | Document Posted | Document Posted | Not Required | Wholesale Market Participation Agreement | Not Required
PJM | AD1-054 | 2017-08-11 | Solar PV | 1.5 | New Jersey | Bergen | In Service | Public Service Electric and Gas Company (PSE&G) | Bergen 13 kV | Bergen (SubstationID: 13952) | Carlstadt | 54219 | Document Posted | Document Posted | Not Required | Wholesale Market Participation Agreement | Not Required
PJM | AD1-055 | 2017-08-14 | Solar PV | 64.7 | Virginia | Halifax | Engineering And Procurement | Dominion | Crystal Hill-Halifax 115 kV | Crystal Hill (SubstationID: 42285) - Halifax (SubstationID: 20630) | Halifax County Solar (VA) | 54220 | Document Posted | Document Posted | Document Posted | Document Posted | Document Posted
PJM | AD1-056 | 2017-08-14 | Solar PV | 60 | North Carolina | Halifax | Active | Dominion | Hornertown-Hathaway 230 kV | Hathaway (Morning Star) (SubstationID: 21172) - Hornertown (SubstationID: 55007) | Sweetleaf Solar | 54148 | Document Posted | Document Posted | In Progress
PJM | AD1-057 | 2017-08-14 | Solar PV | 34 | North Carolina | Halifax | Active | Dominion | Hornertown-Hathaway 230 kV | Hathaway (Morning Star) (SubstationID: 21172) - Hornertown (SubstationID: 55007) | Halifax - AD1-057 | 54149 | Document Posted | Document Posted | In Progress
PJM | AD1-057 | 2017-08-14 | Solar PV | 34 | North Carolina | Halifax | Active | Dominion | Hornertown-Hathaway 230 kV | Hathaway (Morning Star) (SubstationID: 21172) - Hornertown (SubstationID: 55007) | Sweetleaf Solar | 54148 | Document Posted | Document Posted | In Progress
PJM | AD1-058 | 2017-08-15 | Solar PV | 75.1 | Virginia | Halifax | Engineering And Procurement | Dominion | Halifax-Person 230 kV | Halifax (SubstationID: 20630) - Person (SubstationID: 20631) | Alton Post Office Solar | 54221 | Document Posted | Document Posted | Document Posted | Document Posted | Document Posted
PJM | AD1-060 | 2017-08-18 | Solar PV | 15 | Pennsylvania | Franklin | In Service | Allegheny Power | Mercersburg-Milnor 34 kV | Mercersburg (SubstationID: 48622) | Elk Hill Solar 2 (FKA Upton Solar) | 66080 | Document Posted | Document Posted | Not Required | Document Posted | Document Posted
PJM | AD1-061 | 2017-08-18 | Solar PV | 20 | Pennsylvania | Franklin | Active | Allegheny Power | McConnelsburg-Mercersburg 34 kV | McConnellsburg (SubstationID: 37938) - Mercersburg (SubstationID: 48622) | Elk Hill Solar 1 | 54223 | Document Posted | Document Posted | In Progress | Interim Study
PJM | AD1-063 | 2017-08-22 | Solar PV | 15 | Virginia | Middlesex | In Service | Dominion | Harmony Village 34.5 kV | Harmony Village (SubstationID: 35396) | UVA Puller Solar | 54224 | Document Posted | Document Posted | Not Required | Wholesale Market Participation Agreement | Not Required
PJM | AD1-064 | 2017-08-25 | Wind | 150 | Illinois | Dekalb | Withdrawn | ComEd (Commonwealth Edison) | White Rock-Wayne 345kV | Wayne (SubstationID: 14066) | DeKalb - AD1-064 | 54606 | Document Posted | Withdrawn
PJM | AD1-074 | 2017-08-31 | Solar PV | 300 | North Carolina | Washington | Active | Dominion | Trowbridge 230 kV | Trowbridge (SubstationID: 700) | Macadamia Solar | 54526 | Document Posted | Document Posted | In Progress
PJM | AD1-075 | 2017-08-31 | Solar PV | 75 | North Carolina | Washington | Active | Dominion | Trowbridge 230 kV | Trowbridge (SubstationID: 700) | Macadamia Solar | 54526 | Document Posted | Document Posted | In Progress
PJM | AD1-076 | 2017-08-31 | Solar PV | 109 | North Carolina | Washington | Active | Dominion | Trowbridge 230 kV | Trowbridge (SubstationID: 700) | Macadamia Solar | 54526 | Document Posted | Document Posted | In Progress
PJM | AD1-065 | 2017-08-31 | Wind | 175.8 | Pennsylvania | Schuylkill | Withdrawn | PPL Electric Utilities | Eldred-Frackville 230kV | Eldred - Schuylkill County (SubstationID: 33886) | Schuylkill - AD1-065 | 54559 | Document Posted | Document Posted
PJM | AD1-066 | 2017-08-31 | Solar PV | 79.4 | Illinois | Bureau | Withdrawn | ComEd (Commonwealth Edison) | Crescent Ridge | Crescent Ridge (SubstationID: 19960) | Bureau - AD1-066 | 54711 | Document Posted
PJM | AD1-067 | 2017-08-31 | Wind | 76.1 | Illinois | Lee | In Service | ComEd (Commonwealth Edison) | Mendota Hills | Haumesser Road (SubstationID: 21242) - Mendota (SubstationID: 19962) | Mendota Hills | 1195 | Document Posted | Document Posted | Not Required | Document Posted | Not Required
PJM | AD1-068 | 2017-08-31 | Wind | 80 | West Virginia | Preston | Active | Allegheny Power | Albright-Garrett 138 kV | Albright (SubstationID: 11884) - Garrett (SubstationID: 34818) | Preston - AD1-068 | 54405 | Document Posted | Document Posted | In Progress
PJM | AD1-069 | 2017-08-31 | Wind | 80 | Pennsylvania | Fayette | Withdrawn | Allegheny Power | Iron Bridge-Donegal 138 kV | Donegal (SubstationID: 19490) - Iron Bridge (SubstationID: 35997) | Fayette - AD1-069 | 54608 | Document Posted | Document Posted | Withdrawn
PJM | AD1-070 | 2017-08-31 | Solar PV | 205 | Ohio | Hancock | Active | American Electric Power (AEP) | Fostoria Central 138 kV | Fostoria Central (SubstationID: 22029) | Hancock - AD1-070 | 54523 | Document Posted | Document Posted | In Progress
PJM | AD1-071 | 2017-08-31 | Solar PV | 2.6 | New Jersey | Burlington | Withdrawn | Public Service Electric and Gas Company (PSE&G) | Levittown 13kV | Levittown (SubstationID: 14081) | AC Power 1 | 54524 | Document Posted | Document Posted | Not Required | Wholesale Market Participation Agreement | Not Required
PJM | AD1-072 | 2017-08-31 | Solar PV | 147 | Ohio | Ross | Active | American Electric Power (AEP) | Biers Run-Circleville 138 kV | Biers Run (SubstationID: 19404) - Circleville (SubstationID: 19405) | Yellowbud Solar | 51673 | Document Posted | Document Posted | In Progress
PJM | AD1-073 | 2017-08-31 | Solar PV | 120 | Ohio | Ross | Active | American Electric Power (AEP) | Buckskin 69 kV | Buckskin (SubstationID: 38710) | Ross County Solar | 51674 | Document Posted | Document Posted | In Progress
PJM | AD1-077 | 2017-09-01 | Solar PV | 17 | Virginia | Greene | Withdrawn | Allegheny Power | Standardsville-Pratts 34.5 kV | Pratts (SubstationID: 21013) - Standardsville (SubstationID: 72861) | Greene - AD1-077 | 54406 | Document Posted | Withdrawn
PJM | AD1-078 | 2017-09-01 | Solar PV | 20 | Virginia | Orange | Withdrawn | Dominion | Paytes 115 kV | Paytes D.P. (SubstationID: 43179) | Orange - AD1-078 | 54610 | Document Posted | Document Posted | Withdrawn
PJM | AD1-080 | 2017-09-01 | Solar PV | 20 | Virginia | Rockingham | Withdrawn | Dominion | Endless Caverns 34.5 kV | Endless Caverns (SubstationID: 13967) | Rockingham - AD1-080 | 54407 | Document Posted
PJM | AD1-081 | 2017-09-05 | Solar PV | 196 | Ohio | Madison | Active | American Transmission Systems, Inc. (ATSI) | Beatty-London 138 kV | Beatty (SubstationID: 14020) - London (SubstationID: 13941) | Big Plain (FKA Madison Solar Farm) | 50138 | Document Posted | Document Posted | In Progress
PJM | AD1-082 | 2017-09-05 | Solar PV | 68 | Virginia | Sussex | Engineering And Procurement | Dominion | Bakers Pond-Ivor 115kV | Bakers Pond (SubstationID: 42495) - Bell Avenue (SubstationID: 55624) | Waverly Solar | 54408 | Document Posted | Document Posted | Document Posted | Document Posted | Document Posted
PJM | AD1-083 | 2017-09-11 | Solar PV | 100 | Virginia | Page | Active | Allegheny Power | Page-Bethel 138 kV | Bethel (SubstationID: 56648) - Page (SubstationID: 48241) | Page - AD1-083 | 54612 | Document Posted | Document Posted | In Progress
PJM | AD1-085 | 2017-09-14 | Solar PV | 20 | Virginia | Page | Engineering And Procurement | Allegheny Power | North Shenandoah-Stanley 34.5 kV | North Shenandoah (SubstationID: 48242) - North Stanley (SubstationID: 26537) | Dogwood Solar Project (AKA Dam Acres Solar Project) | 54613 | Document Posted | Document Posted | Not Required | Wholesale Market Participation Agreement | Not Required
PJM | AD1-087 | 2017-09-15 | Solar PV | 64.2 | Virginia | Halifax | Active | Dominion | Clover-Sedge Hill 230 kV | Clover (SubstationID: 14128) - Sedge Hill Switching Station (SubstationID: 41579) | Foxhound Solar | 54614 | Document Posted | Document Posted | In Progress | Interim Study
PJM | AD1-088 | 2017-09-15 | Solar PV | 105 | Virginia | Mecklenburg | Active | Dominion | Briery-Clover 230 kV | Briery D.P. (SubstationID: 56784) - Clover (SubstationID: 14128) | 7 Bridges Solar | 54615 | Document Posted | Document Posted | In Progress | Interim Study
PJM | AD1-089 | 2017-09-15 | Wind - Offshore | 16 | Virginia | City Of Virginia Beach | Withdrawn | Dominion | Birdneck 34.5 kV | Birdneck (SubstationID: 38204) | City of Virginia Beach - AD1-089 | 54409 | Withdrawn
PJM | AD1-096 | 2017-09-19 | Solar PV | 20 | Illinois | Ogle | Withdrawn | ComEd (Commonwealth Edison) | Stillman Valley 34 kV | Stillman Valley (SubstationID: 25390) | Ogle - AD1-096 | 54616 | Document Posted | Withdrawn
PJM | AD1-098 | 2017-09-20 | Solar PV | 100 | Illinois | Lee | Active | ComEd (Commonwealth Edison) | Dixon-McGirr | Dixon (SubstationID: 21241) - Haumesser Road (SubstationID: 21242) - McGirr Road (SubstationID: 20153) | Junction Solar | 54766 | Document Posted | Document Posted | In Progress
PJM | AD1-100 | 2017-09-21 | Wind | 850 | Illinois | Ford | Active | ComEd (Commonwealth Edison) | Loretto-Wilton & Braidwood-Davis Creek | Braidwood-J69 (SubstationID: 51875) - Davis Creek (SubstationID: 21194) - Loretto (SubstationID: 19904) - Wilton Center (SubstationID: 17683) | Illinois Generation | 54765 | Document Posted | Document Posted | In Progress
PJM | AD1-101 | 2017-09-21 | Solar PV | 49.9 | Ohio | Putnam | Active | American Electric Power (AEP) | Continental 69 kV | Continental (SubstationID: 45304) | Blue Harvest Solar Park | 54617 | Document Posted | Document Posted | In Progress
PJM | AD1-102 | 2017-09-21 | Wind | 180 | Virginia | Pulaski | Active | American Electric Power (AEP) | Wurno-Claytor Lake 138 KV | Claytor (SubstationID: 16827) - Wurno (SubstationID: 24004) | Pinewood Wind | 54618 | Document Posted | Document Posted | In Progress
PJM | AD1-103 | 2017-09-22 | Wind | 500.4 | Ohio | Huron | Active | American Transmission Systems, Inc. (ATSI) | Beaver-Davis Besse 345 kV II | Emerson Creek Wind (SubstationID: 41308) | Emerson Creek Wind | 54619 | Document Posted | Document Posted | In Progress
PJM | AD1-104 | 2017-09-22 | Wind | 403.2 | Ohio | Van Wert | Withdrawn | American Electric Power (AEP) | Marysville-Sorenson 765 kV II | Marysville (SubstationID: 14199) - Sorenson (SubstationID: 19517) | Long Prairie Wind I | 33745 | Document Posted | Document Posted
PJM | AD1-105 | 2017-09-22 | Solar PV | 74 | Virginia | King William | Active | Dominion | Kings Dominion DP 115 kV | Kings Dominion (SubstationID: 21168) | Sweet Sue Solar | 54620 | Document Posted | Document Posted | In Progress
PJM | AD1-106 | 2017-09-22 | Solar PV | 60 | Ohio | Marion | Active | American Electric Power (AEP) | North Waldo-Wild Creek 138 kV | North Waldo (SubstationID: 39053) | Chestnut Solar | 54621 | Document Posted | Document Posted | In Progress
PJM | AD1-112 | 2017-09-25 | Wind | 200 | Illinois | Kankakee | Withdrawn | ComEd (Commonwealth Edison) | Davis Creek 138 kV | Davis Creek (SubstationID: 21194) |  |  | Withdrawn
PJM | AD1-115 | 2017-09-26 | Solar PV | 150 | Virginia | Culpeper | Active | Dominion | Mountain Run-Mitchell 115 kV | Mitchell DP (SubstationID: 45264) - Mountain Run (SubstationID: 55702) | Greenwood Solar I | 50118 | Document Posted | Document Posted | Not Required
PJM | AD1-116 | 2017-09-26 | Solar PV | 20 | Illinois | Lasalle | Active | ComEd (Commonwealth Edison) | Nevada 345 kV | Nevada (SubstationID: 45305) | Lasalle - AD1-116 | 54671 | Document Posted | Document Posted
PJM | AD1-117 | 2017-09-26 | Solar PV | 78 | Illinois | Ogle | Withdrawn | ComEd (Commonwealth Edison) | Maryland 138 kV | Maryland (SubstationID: 25337) | Ogle - AD1-117 | 54672 | Document Posted | Withdrawn
PJM | AD1-119 | 2017-09-28 | Solar PV | 49.9 | Ohio | Paulding | Active | American Electric Power (AEP) | Payne 69 kV | Payne (SubstationID: 45306) | Timber Road Solar Park | 54623 | Document Posted | Document Posted | In Progress
PJM | AD1-123 | 2017-09-28 | Solar PV | 10 | Virginia | Halifax | Withdrawn | Dominion | Welco 34.5 kV | Welco (SubstationID: 36938) | Halifax - AD1-123 | 54712 | Document Posted | Withdrawn
PJM | AD1-124 | 2017-09-28 | Solar PV | 15 | Virginia | Campbell | Withdrawn | American Electric Power (AEP) | Lynbrook 12 kV | Lynbrook (SubstationID: 13935) | Campbell - AD1-124 | 54673 | Withdrawn | Withdrawn
PJM | AD1-125 | 2017-09-28 | Wind | 80 | West Virginia | Hardy | Engineering And Procurement | Allegheny Power | Baker 138 kV | Baker (SubstationID: 37629) | Short Mountain Wind Energy | 54680 | Document Posted | Document Posted | Document Posted | Document Posted | Document Posted
PJM | AD1-126 | 2017-09-28 | Solar PV | 80 | Illinois | Dekalb | Withdrawn | ComEd (Commonwealth Edison) | W. DeKalb-Waterman | Waterman (SubstationID: 21246) - West Dekalb (SubstationID: 25397) | DeKalb - AD1-126 | 54674 | Document Posted
PJM | AD1-128 | 2017-09-28 | Solar PV | 150 | Indiana | Randolph | Active | American Electric Power (AEP) | Modoc-Delaware 138 kV | Delaware (SubstationID: 29848) - Modoc (SubstationID: 31631) | Randolph - AD1-128 | 54624 | Document Posted | Document Posted | In Progress
PJM | AD1-129 | 2017-09-28 | Solar PV | 12.5 | Illinois | Boone | Active | ComEd (Commonwealth Edison) | Belvidere 34 kV | Belvidere (SubstationID: 25271) | Boone - AD1-129 | 54675 | Document Posted | Document Posted | In Progress |  | Not Required
PJM | AD1-130 | 2017-09-28 | Solar PV | 170 | Ohio | Hardin | Active | American Electric Power (AEP) | Hardin Switch 345 kV | Hardin (SubstationID: 46640) - Hardin Switch (SubstationID: 55203) | Hardin Solar Energy Center II | 54676 | Document Posted | Document Posted | In Progress | Interim Study
PJM | AD1-131 | 2017-09-29 | Solar PV | 70 | Virginia | Halifax | Engineering And Procurement | Dominion | Sedge Hill-Person 230 kV | Person (SubstationID: 20631) - Person (SubstationID: 27621) - Sedge Hill Switching Station (SubstationID: 41579) | Powells Creek Solar | 51996 | Document Posted | Document Posted | Document Posted | Document Posted | Document Posted
PJM | AD1-132 | 2017-09-29 | Solar PV | 150 | North Carolina | Bertie | Withdrawn | Dominion | Cashie 230 kV | Cashie (SubstationID: 39168) |  |  | Withdrawn
PJM | AD1-133 | 2017-09-29 | Solar PV | 300 | Illinois | Grundy | Active | ComEd (Commonwealth Edison) | Pontiac MidPoint-Dresden | Dresden Station (SubstationID: 16876) - Pontiac-Midpoint (SubstationID: 953) | Blue Sky Solar Energy | 54840 | Document Posted | Document Posted | In Progress
PJM | AD1-135 | 2017-09-29 | Solar PV | 20 | Pennsylvania | Washington | Engineering And Procurement | Duquesne Light Company (DLC) | Clinton 23 kV II | Clinton (SubstationID: 20047) | Gaucho Solar (Phase II) | 54678 | Document Posted | Document Posted | Not Required | Wholesale Market Participation Agreement | Not Required
PJM | AD1-136 | 2017-09-29 | Solar PV | 80 | Ohio | Clermont | Suspended | Duke Energy Kentucky, Inc., Duke Energy Ohio | South Bethel-Brown 69 kV | Brown (SubstationID: 27492) - South Bethel (SubstationID: 27606) | Nestlewood Solar | 51115 | Document Posted | Document Posted | Document Posted | Document Posted | Document Posted
PJM | AD1-137 | 2017-09-29 | Wind | 500 | Indiana | Benton | Withdrawn | American Electric Power (AEP) | Dequine 345 kV | Dequine (SubstationID: 19977) | (PJM) Jordan Creek Wind | 55428 | Document Posted | Document Posted
PJM | AD1-138 | 2017-09-29 | Solar PV | 100 | Michigan | Van Buren | Withdrawn | American Electric Power (AEP) | Valley 138 kV | Valley (SubstationID: 33296) |  |  | Withdrawn
PJM | AD1-139 | 2017-09-29 | Solar PV | 100 | Indiana | Madison | Withdrawn | American Electric Power (AEP) | Mullin-Grant Tap 138 kV | Grant (SubstationID: 30479) - Mullin (SubstationID: 31722) |  |  | Withdrawn
PJM | AD1-140 | 2017-09-29 | Solar PV | 175 | Ohio | Greene | Active | American Transmission Systems, Inc. (ATSI) | Greene-Clark 138 kV | Clark (SubstationID: 56748) - Greene (SubstationID: 35014) | Kingwood Solar Project | 54686 | Document Posted | Document Posted | In Progress
PJM | AD1-141 | 2017-09-29 | Solar PV | 50 | Ohio | Scioto | Withdrawn | American Electric Power (AEP) | S. Lucasville-Wakefield 138 kV | South Lucasville (SubstationID: 34751) - Wakefield (SubstationID: 36277) | Scioto - AD1-141 | 54682 | Document Posted | Document Posted
PJM | AD1-143 | 2017-09-29 | Wind + Storage | 90 | Pennsylvania | Carbon | Suspended | PPL Electric Utilities | Hauto-Siegfried 69 kV | Hauto (SubstationID: 19907) - Siegfried (SubstationID: 1417) | Broad Mountain (PJM AD1-143) | 54758 | Document Posted | Document Posted | Document Posted | Document Posted | Document Posted
PJM | AD1-144 | 2017-09-30 | Solar PV | 15 | Virginia | City Of Suffolk | Partially In Service - Under Construction | Dominion | Kings Fork 34.5 kV | Kings Fork (SubstationID: 36505) | TWE Myrtle Solar Project | 54713 | Document Posted | Document Posted | Not Required | Wholesale Market Participation Agreement | Not Required
PJM | AD1-146 | 2017-09-30 | Solar PV | 10 | Delaware | Sussex | Withdrawn | Delmarva Power & Light Company | Millsboro 25 kV | Millsboro (SubstationID: 25981) | Sussex - AD1-146 | 54683 | Document Posted | Document Posted
PJM | AD1-147 | 2017-09-30 | Solar PV | 50 | Ohio | Clinton | Withdrawn | Dayton Power & Light (DPL) | Martinsville-Wilmington 69 kV | Martinsville (SubstationID: 37897) - Wilmington (SubstationID: 37147) |  |  | Withdrawn
PJM | AD1-148 | 2017-09-30 | Wind | 185 | Illinois | Logan | Active | ComEd (Commonwealth Edison) | Brokaw-Lanesville | Brokaw (SubstationID: 20215) - Lanesville (SubstationID: 22858) | Hilltopper Wind | 41298 | Document Posted | Document Posted | In Progress
PJM | AD1-149 | 2017-09-30 | Solar PV + Storage | 19.9 | West Virginia | Kanawha | Withdrawn | American Electric Power (AEP) | Carbondale 69 kV | Carbondale (SubstationID: 23852) | Kanawha - AD1-149 | 54865 | Document Posted
PJM | AD1-151 | 2017-09-30 | Solar PV | 150 | Virginia | Surry | Active | Dominion | Hopewell-Surry 230 kV | Hopewell (SubstationID: 650) - Surry Switching Station (SubstationID: 13905) | Loblolly Solar | 54759 | Document Posted | Document Posted | In Progress
PJM | AD1-152 | 2017-09-30 | Solar PV | 80 | Virginia | Halifax | Active | Dominion | Clover-Sedge Hill 230 kV | Clover (SubstationID: 14128) - Sedge Hill Switching Station (SubstationID: 41579) | Piney Creek Solar | 54760 | Document Posted | Document Posted | In Progress
PJM | AD1-153 | 2017-09-30 | Solar PV | 2.8 | Maryland | Prince George's | Withdrawn | Potomac Electric Power Company (PEPCO) | Walker Mill 12 kV | Walker Mill (SubstationID: 43128) | Prince George's - AD1-153 | 54684 | Document Posted | Document Posted
PJM | AD1-155 | 2017-09-30 | Solar PV | 75 | Virginia | Frederick | Active | Allegheny Power | Meadow Brook-Strasburg 138 kV | Meadow Brook (SubstationID: 677) - Strasburg (SubstationID: 48244) | Foxglove Solar | 54685 | Document Posted | Document Posted | In Progress
PJM | AD1-156 | 2017-09-30 | Solar PV | 19.7 | Virginia | Prince George | Withdrawn | Dominion | Poe 34.5 kV | Poe (SubstationID: 40063) | Rives Road Solar | 54715 | Document Posted | Document Posted | Not Required | Wholesale Market Participation Agreement | Not Required
PJM | AD1-157 | 2017-09-30 | Solar PV | 15 | Virginia | Appomattox | Withdrawn | Dominion | South Creek 34.5 kV | South Creek (SubstationID: 34721) | Spout Springs Solar | 54716 | Document Posted | Document Posted | Not Required | Wholesale Market Participation Agreement | Not Required
PJM | AD1-158 | 2017-09-30 | Solar PV | 20 | Virginia | City Of Chesapeake | Withdrawn | Dominion | Old Chapel-Millville 138kV | Millville (SubstationID: 21190) - Old Chapel (SubstationID: 21188) |  |  | Withdrawn
PJM | AD1-159 | 2017-09-30 | Solar PV | 12 | Virginia | City Of Chesapeake | Withdrawn | Dominion | Hickory 34.5 kV | Hickory (SubstationID: 35511) |  |  | Withdrawn
PJM | AD1-160 | 2017-09-30 | Solar PV | 15.7 | Virginia | Appomattox | Withdrawn | Dominion | Pamplin 34.5 kV | Pamplin (SubstationID: 39545) | Pamplin Solar | 54717 | Document Posted | Document Posted | Not Required | Wholesale Market Participation Agreement | Not Required
PJM | AD1-161 | 2017-09-30 | Solar PV | 55 | Virginia | Appomattox | Active | American Electric Power (AEP) | Stonewall-Long Mountain 69 kV | Stonewall (SubstationID: 21181) | Appomattox - AD1-161 | 54761 | Document Posted | Document Posted | In Progress
PJM | AD2-006 | 2017-11-02 | Solar PV | 7.5 | New Jersey | Hunterdon | Withdrawn | Jersey Central Power & Light | Gilbert-Morris Park 34.5 kV | Morris Park (SubstationID: 42637) | Hunterdon - AD2-006 | 55009 | Withdrawn
PJM | AD2-009 | 2017-11-03 | Solar PV | 70 | Pennsylvania | Fulton | Active | Allegheny Power | McConnellsburg 138 kV | McConnellsburg (SubstationID: 37938) | Great Cove Solar | 55235 | Document Posted | Document Posted | In Progress
PJM | AD2-013 | 2017-11-03 | Solar PV | 74.9 | North Carolina | Hertford | Withdrawn | Dominion | Earleys 115 kV | Earleys (SubstationID: 42619) | Hertford - AD2-013 | 55456 | Withdrawn
PJM | AD2-007 | 2017-11-04 | Solar PV | 7.6 | Virginia | Surry | Active | Dominion | Hopewell-Surry 230 kV | Hopewell (SubstationID: 650) - Surry Switching Station (SubstationID: 13905) | Surry - AD2-007 | 55043 | Document Posted | Document Posted | In Progress
PJM | AD2-008 | 2017-11-04 | Solar PV | 52.1 | Virginia | Surry | Active | Dominion | Hopewell-Surry 230 kV | Hopewell (SubstationID: 650) - Surry Switching Station (SubstationID: 13905) | Spring Grove Solar I (PJM AD2-008) | 55124 | Document Posted | Document Posted | In Progress
PJM | AD2-010 | 2017-11-07 | Solar PV | 200 | Ohio | Highland | Withdrawn | American Electric Power (AEP) | Hillsboro 138 kV | Hillsboro (SubstationID: 21066) | Highland - AD2-010 | 55125 | Document Posted
PJM | AD2-011 | 2017-11-07 | Solar PV | 100 | Ohio | Highland | Withdrawn | American Electric Power (AEP) | Hillsboro 138 kV | Hillsboro (SubstationID: 21066) | Highland - AD2-011 | 55126 | Document Posted
PJM | AD2-012 | 2017-11-07 | Solar PV | 49 | Ohio | Highland | Withdrawn | American Electric Power (AEP) | Hillsboro 138 kV | Hillsboro (SubstationID: 21066) | Highland - AD2-012 | 55127 | Document Posted
PJM | AD2-014 | 2017-11-07 | Solar PV | 53.3 | Ohio | Jefferson | Active | American Electric Power (AEP) | Steubenville 69 kV | Steubenville (SubstationID: 35191) - Tidd (SubstationID: 21229) | Jefferson - AD2-014 | 55128 | Document Posted | Document Posted | In Progress
PJM | AD2-015 | 2017-11-13 | Wind | 500 | Indiana | Benton | Withdrawn | American Electric Power (AEP) | Dequine 345 kV | Dequine (SubstationID: 19977) | Benton - AD2-015 | 55236 | Withdrawn
PJM | AD2-016 | 2017-11-15 | Solar PV | 274 | Ohio | Ross | Active | American Electric Power (AEP) | Biers Run-Circleville 138 kV | Biers Run (SubstationID: 19404) - Circleville (SubstationID: 19405) | Yellowbud Solar | 51673 | Document Posted | Document Posted | In Progress
PJM | AD2-017 | 2017-11-15 | Solar PV | 120 | Ohio | Ross | Withdrawn | American Electric Power (AEP) | Buckskin 69 kV | Buckskin (SubstationID: 38710) | Ross - AD2-017 | 55537 | Withdrawn
PJM | AD2-020 | 2017-11-28 | Solar PV | 100 | Michigan | Van Buren | Active | American Electric Power (AEP) | Valley 138 kV | Valley (SubstationID: 33296) | Van Buren - AD2-020 | 55287 | Document Posted | Document Posted | In Progress
PJM | AD2-021 | 2017-11-29 | Solar PV | 20 | Virginia | Henrico | Partially In Service - Under Construction | Dominion | Elko 34.5 kV | Elko (SubstationID: 33909) | Briel Farm Solar | 51774 | Document Posted | Document Posted | Not Required | Wholesale Market Participation Agreement | Not Required
PJM | AD2-022 | 2017-11-30 | Solar PV | 96 | Virginia | Pittsylvania | Active | American Electric Power (AEP) | East Danville-Roxborough 230 kV | East Danville (SubstationID: 23831) - Roxboro (SubstationID: 17147) | Firefly Solar | 55288 | Document Posted | Document Posted | In Progress
PJM | AD2-023 | 2017-11-30 | Solar PV | 54 | Virginia | Pittsylvania | Active | American Electric Power (AEP) | E. Danville-Roxborough 230 kV | East Danville (SubstationID: 23831) - Roxboro (SubstationID: 17147) | Firefly Solar | 55288 | Document Posted | Document Posted | In Progress
PJM | AD2-024 | 2017-12-01 | Solar PV | 20 | Illinois | Mchenry | Withdrawn | ComEd (Commonwealth Edison) | Marengo 34 kV | Marengo (SubstationID: 25336) | McHenry - AD2-024 | 55350 | Document Posted
PJM | AD2-026 | 2017-12-06 | Solar PV | 10 | New Jersey | Hunterdon | In Service | Jersey Central Power & Light | East Flemington-Frenchtown 34.5 kV II | East Flemington (SubstationID: 19880) - Frenchtown (SubstationID: 19580) | Quakertown Solar Farm I | 34753 | Document Posted | Document Posted | Not Required | Document Posted | Document Posted
PJM | AD2-027 | 2017-12-07 | Solar PV | 10 | New Jersey | Burlington | In Service | Public Service Electric and Gas Company (PSE&G) | Camden Switch 26 kV | Camden Switch (SubstationID: 13761) | Cinnaminson Landfill Solar (AKA Taylors Lane Solar) | 55444 | Document Posted | Document Posted | Not Required | Wholesale Market Participation Agreement | Not Required
PJM | AD2-028 | 2017-12-12 | Solar PV + Storage | 150 | Pennsylvania | Franklin | Withdrawn | Allegheny Power | McConnellsburg-Texas Eastern | McConnellsburg (SubstationID: 37938) - Texas Eastern (SubstationID: 56594) | Franklin - AD2-028 | 55538 | Document Posted
PJM | AD2-029 | 2017-12-13 | Solar PV | 19.5 | Maryland | Dorchester | Withdrawn | Delmarva Power & Light Company | Dorchester County 12kV | Airey (SubstationID: 19848) | Dorchester - AD2-029 | 55457 | Document Posted
PJM | AD2-030 | 2017-12-13 | Solar PV | 19.8 | Virginia | Gloucester | In Service | Dominion | Wan 34.5 kV | Wan (SubstationID: 36303) | Gloucester Solar | 55458 | Document Posted | Document Posted | Not Required | Wholesale Market Participation Agreement | Not Required
PJM | AD2-031 | 2017-12-14 | Solar PV | 50 | Ohio | Clinton | Active | Dayton Power & Light (DPL) | Martinsville-Wilmington 69 kV | Martinsville (SubstationID: 37897) - Wilmington (SubstationID: 37147) | Clinton Solar | 55459 | Document Posted | Document Posted | In Progress
PJM | AD2-032 | 2017-12-15 | Solar PV | 150 | Virginia | Accomack | Withdrawn | Dominion | Morrisville 230 kV | Morrisville (SubstationID: 693) | Accomack - AD2-032 | 55429 | Withdrawn
PJM | AD2-033 | 2017-12-22 | Solar PV | 130 | Virginia | Lunenburg | Active | Dominion | Chase City-Lunenburg 115 kV | Chase City (SubstationID: 21171) - Lunenburg (SubstationID: 64056) | Lunenburg - AD2-033 | 55445 | Document Posted | Document Posted | In Progress
PJM | AD2-036 | 2018-01-16 | Solar PV | 60 | Kentucky | Harrison | Withdrawn | East Kentucky Power Cooperative | Jacksonville-Renaker 138kV IV | Jacksonville (SubstationID: 41812) - Renaker (SubstationID: 56046) | Harrison - AD2-036 | 55703 | Document Posted | Document Posted
PJM | AD2-037 | 2018-01-18 | Solar PV | 7.5 | New Jersey | Hunterdon | Withdrawn | Jersey Central Power & Light | Gilbert-Morris Park 34.5 kV | Morris Park (SubstationID: 42637) | Hunterdon - AD2-037 | 55704 | Withdrawn
PJM | AD2-038 | 2018-01-19 | Wind | 150 | Illinois | Lasalle | Active | ComEd (Commonwealth Edison) | Powerton | Powerton (SubstationID: 16885) | Osagrove Flats Wind Farm | 55709 | Document Posted | Document Posted
PJM | AD2-039 | 2018-01-19 | Solar PV | 90 | Virginia | King And Queen | Engineering And Procurement | Dominion | Harmony Village-Shackleford 115 kV | Harmony Village (SubstationID: 35396) - Shackleford (SubstationID: 34533) | Walnut Solar I | 50130 | Document Posted | Document Posted | Document Posted | Document Posted | Document Posted
PJM | AD2-040 | 2018-01-23 | Solar PV | 18.4 | Maryland | Washington | Withdrawn | Allegheny Power | Showalter 34.5 kV | Showalter (SubstationID: 41529) | Washington - AD2-040 | 55710 | Document Posted
PJM | AD2-041 | 2018-01-24 | Solar PV | 17 | Illinois | Whiteside | Withdrawn | ComEd (Commonwealth Edison) | Normandy | Normandy (SubstationID: 20032) | Whiteside - AD2-041 | 55848 | Withdrawn
PJM | AD2-042 | 2018-01-29 | Solar PV | 13.2 | New Jersey | Camden | In Service | Public Service Electric and Gas Company (PSE&G) | Camden Switch 26 kV II | Camden Switch (SubstationID: 13761) | Pennsauken Solar II | 55889 | Document Posted | Document Posted | Not Required | Wholesale Market Participation Agreement | Not Required
PJM | AD2-043 | 2018-01-29 | Solar PV | 65.5 | Virginia | Halifax | Withdrawn | Dominion | Crystal Hill 115 kV | Crystal Hill (SubstationID: 42285) | Halifax - AD2-043 | 55766 | Document Posted | Document Posted | Withdrawn
PJM | AD2-044 | 2018-01-29 | Solar PV | 14 | Virginia | Westmoreland | Partially In Service - Under Construction | Dominion | Northern Neck 34.5 kV | Northern Neck (SubstationID: 43197) | Gardyís Mill Solar | 51775 | Document Posted | Document Posted | Not Required | Wholesale Market Participation Agreement | Not Required
PJM | AD2-045 | 2018-01-29 | Solar PV | 20 | Maryland | Queen Anne's | Withdrawn | Delmarva Power & Light Company | Price Solar | Centreville (SubstationID: 25960) - Price (SubstationID: 19850) | Price Solar | 56164 | Document Posted | Document Posted
PJM | AD2-046 | 2018-01-30 | Solar PV | 80 | Virginia | Mecklenburg | Active | Dominion | Boydton DP-Kerr Dam 115 kV | Boydton D.P. (SubstationID: 56802) - Kerr Dam (SubstationID: 18035) | Monarch Butterfly Solar | 55891 | Document Posted | Document Posted | In Progress
PJM | AD2-047 | 2018-01-30 | Wind | 200 | Illinois | Kankakee | Active | ComEd (Commonwealth Edison) | Davis Creek 138 kV | Davis Creek (SubstationID: 21194) | Kankakee - AD2-047 | 55767 | Document Posted | In Progress
PJM | AD2-048 | 2018-01-31 | Solar PV | 70 | Kentucky | Harrison | Active | East Kentucky Power Cooperative | Cynthia-Headquarters 69 kV | Cynthiana (SubstationID: 21299) - Headquarters (SubstationID: 21300) | Blue Moon Solar | 55890 | Document Posted | Document Posted | In Progress
PJM | AD2-051 | 2018-01-31 | Solar PV | 74.9 | North Carolina | Hertford | Active | Dominion | Earleys ñ Northampton 230kV | Earleys (SubstationID: 42619) | Hertford - AD2-051 | 56070 | Document Posted | Document Posted | In Progress
PJM | AD2-052 | 2018-01-31 | Solar PV | 10 | New Jersey | Salem | Withdrawn | Atlantic City Electric | Laurel Lake Solar | Quinton (SubstationID: 19560) | Laurel Lake Solar | 56165 | Document Posted | Document Posted | Withdrawn
PJM | AD2-056 | 2018-02-13 | Solar PV | 20 | Virginia | Henrico | Withdrawn | Dominion | Charles City | Charles City Road (SubstationID: 39260) | Henrico - AD2-056 | 56105 | Withdrawn
PJM | AD2-058 | 2018-02-20 | Solar PV | 5.6 | Maryland | Prince George's | Active | Potomac Electric Power Company (PEPCO) | St. Barnabas 13 kV | St. Barnabas (SubstationID: 45309) | Spectrum Solar | 63344 | Document Posted | Document Posted | Document Posted |  | Not Required
PJM | AD2-060 | 2018-02-21 | Solar PV | 70 | Illinois | Kankakee | Active | ComEd (Commonwealth Edison) | Davis Creek 138kV | Davis Creek (SubstationID: 21194) | Staley Solar I | 51654 | Document Posted | Document Posted | In Progress
PJM | AD2-061 | 2018-02-23 | Solar PV | 7.4 | Pennsylvania | Adams | Withdrawn | Pennsylvania Electric Company (Penelec) | Spring Run 23 kV | Spring Run (SubstationID: 55740) | Adams - AD2-061 | 55893 | Withdrawn
PJM | AD2-062 | 2018-02-23 | Solar PV | 80.3 | Pennsylvania | Franklin | Active | Pennsylvania Electric Company (Penelec) | Roxbury-Greene 138 kV | Greene (SubstationID: 35013) - Roxbury (SubstationID: 19540) | Beaver Creek Solar | 55895 | Document Posted | Document Posted | In Progress
PJM | AD2-063 | 2018-02-26 | Solar PV | 149.5 | Virginia | Charlotte | Active | Dominion | Central-Chase City 115kV | Central VA (SubstationID: 39230) - Chase City (SubstationID: 21171) | Moody Creek Solar | 56162 | Document Posted | Document Posted | In Progress
PJM | AD2-064 | 2018-02-27 | Solar PV | 1.3 | New Jersey | Camden | Withdrawn | Atlantic City Electric | Tansboro 12kV | Tansboro (SubstationID: 45311) | Pettinos Solar | 56069 | Document Posted | Document Posted | Document Posted | Withdrawn | Not Required
PJM | AD2-065 | 2018-02-27 | Solar PV | 2.6 | New Jersey | Burlington | Engineering And Procurement | Atlantic City Electric | Atco 12 kV | Berlin (SubstationID: 24523) | Kettle Run (AKA Aero Haven Solar) | 55894 | Document Posted | Document Posted | Document Posted | Wholesale Market Participation Agreement | Not Required
PJM | AD2-066 | 2018-02-28 | Solar PV | 116 | Illinois | Grundy | Active | ComEd (Commonwealth Edison) | Mazon-Crescent Ridge | Crescent Ridge (SubstationID: 19960) - Mazon (SubstationID: 25339) | Grundy - AD2-066 | 56163 | Document Posted | In Progress
PJM | AD2-067 | 2018-02-28 | Solar PV | 150 | Ohio | Licking | Active | American Electric Power (AEP) | Centerburg 138kV | Centerburg (SubstationID: 39221) | Harvey Solar I | 56071 | Document Posted | Document Posted | In Progress
PJM | AD2-068 | 2018-02-28 | Solar PV | 50 | North Carolina | Pitt | Withdrawn | Dominion | Everetts-Greenville 230kV | Everetts (SubstationID: 41615) - Greenville (SubstationID: 480) | Pitt - AD2-068 | 56501 | Document Posted | Document Posted
PJM | AD2-069 | 2018-02-28 | Solar PV | 3 | New Jersey | Burlington | Withdrawn | Public Service Electric and Gas Company (PSE&G) | Cox's Corner 13 kV | Cox's Corner (SubstationID: 21169) | Burlington - AD2-069 | 56480 | Document Posted
PJM | AD2-070 | 2018-03-12 | Solar PV | 7.5 | New Jersey | Hunterdon | In Service | Jersey Central Power & Light | Gilbert-Morris Park 34.5kV | Morris Park (SubstationID: 42637) | Milford Solar Farm | 56256 | Document Posted | Document Posted | Not Required | Document Posted | Document Posted
PJM | AD2-071 | 2018-03-14 | Solar PV | 100 | Indiana | Madison | Active | American Electric Power (AEP) | Strawton-Pipe Creek 138 kV | Pipe Creek (SubstationID: 32177) - Strawton (SubstationID: 40945) | Madison County Solar Project | 56497 | Document Posted | Document Posted | In Progress
PJM | AD2-072 | 2018-03-14 | Solar PV | 95 | Kentucky | Mercer | Engineering And Procurement | East Kentucky Power Cooperative | Van Arsdell-Mercer Industrial 69kV | Mercer County Industrial Park (SubstationID: 56893) - Van Arsdell (SubstationID: 56894) | Mercer County Solar Project | 56506 | Document Posted | Document Posted | Document Posted | Document Posted | Document Posted
PJM | AD2-073 | 2018-03-14 | Solar PV | 19.9 | Virginia | Westmoreland | Engineering And Procurement | Dominion | Sanders DP 230 kV | Sanders DP (SubstationID: 54953) | Woodbine Road Solar | 56255 | Document Posted | Document Posted | Document Posted | Wholesale Market Participation Agreement | Not Required
PJM | AD2-074 | 2018-03-14 | Solar PV | 86 | Virginia | Lancaster | Active | Dominion | Garner DP-Lancaster 115 kV | Garner (SubstationID: 48275) - Lancaster (SubstationID: 36643) | Waller Solar I | 56257 | Document Posted | Document Posted | In Progress
PJM | AD2-076 | 2018-03-15 | Solar PV | 49 | Maryland | Queen Anne's | Active | Delmarva Power & Light Company | Centreville 69 kV | Carville (SubstationID: 42804) | Concho Solar I | 56254 | Document Posted | Document Posted | Document Posted
PJM | AD2-079 | 2018-03-19 | Solar PV | 20 | Indiana | St. Joseph | Partially In Service - Under Construction | American Electric Power (AEP) | Capitol Ave 34.5kV | Capital Avenue (SubstationID: 29406) | St. Joseph Solar Farm (IN) | 56503 | Document Posted | Document Posted | Document Posted | Document Posted | Document Posted
PJM | AD2-081 | 2018-03-20 | Solar PV | 20 | Virginia | Pittsylvania | Withdrawn | Dominion | Banister 34.5kV | Banister (SubstationID: 37648) | Pittsylvania - AD2-081 | 56584 | Document Posted
PJM | AD2-082 | 2018-03-20 | Solar PV | 15 | Virginia | Prince Edward | Withdrawn | Dominion | Pamplin 34.5kV | Pamplin (SubstationID: 39545) | Prince Edward - AD2-082 | 56585 | Document Posted | Document Posted
PJM | AD2-085 | 2018-03-20 | Solar PV | 51 | Virginia | Isle Of Wight | Engineering And Procurement | Dominion | Myrtle-Windsor DP 115kV | Myrtle (SubstationID: 38576) - Windsor Dp (SubstationID: 48268) | Carver Solar I | 61987 | Document Posted | Document Posted | Document Posted | Document Posted | Document Posted
PJM | AD2-086 | 2018-03-20 | Solar PV | 230 | Ohio | Hardin | Active | American Electric Power (AEP) | Marysville-East Lima Hardin Switch 345kV | East Lima (SubstationID: 20097) - Hardin Switch (SubstationID: 55203) - Marysville (SubstationID: 14199) | Hardin Solar Energy Center III | 71313 | Document Posted | Document Posted | In Progress
PJM | AD2-087 | 2018-03-20 | Wind | 200 | Ohio | Darke | Withdrawn | American Electric Power (AEP) | Randolf 138kV | Randolph (SubstationID: 47142) | Darke - AD2-087 | 56568 | Document Posted | Withdrawn
PJM | AD2-089 | 2018-03-20 | Solar PV | 75 | North Carolina | Edgecombe | Withdrawn | Dominion | Anaconda-Tar River 115 kV | Tar River (SubstationID: 54713) | Anaconda | 56602 | Document Posted | Withdrawn
PJM | AD2-089 | 2018-03-20 | Solar PV | 75 | North Carolina | Edgecombe | Withdrawn | Dominion | Anaconda-Tar River 115 kV | Tar River (SubstationID: 54713) | Edgecombe - AD2-089 | 56426 | Document Posted | Withdrawn
PJM | AD2-090 | 2018-03-20 | Solar PV | 70 | Virginia | Southampton | Withdrawn | Dominion | Handsom - Southampton 115kV | Handsome DP (SubstationID: 41675) - Southampton Power Station (SubstationID: 16911) | Southampton - AD2-090 | 56502 | Document Posted | Document Posted
PJM | AD2-092 | 2018-03-20 | Solar PV | 175 | Ohio | Union | Active | American Electric Power (AEP) | Marysville 345kV | Marysville (SubstationID: 14199) | Union - AD2-092 | 56592 | Document Posted | Document Posted | In Progress
PJM | AD2-093 | 2018-03-20 | Solar PV | 225 | Ohio | Union | Active | American Electric Power (AEP) | Marysville 345kV | Marysville (SubstationID: 14199) | Union - AD2-093 | 56593 | Document Posted | Document Posted | In Progress
PJM | AD2-088 | 2018-03-20 | Solar PV | 30 | Delaware | Sussex | Withdrawn | Delmarva Power & Light Company | Laurel 69kV | Laurel (SubstationID: 25976) | Sussex - AD2-088 | 56504 | Document Posted | Withdrawn
PJM | AD2-100 | 2018-03-21 | Solar PV | 210 | Illinois | Christian | Active | ComEd (Commonwealth Edison) | Kincaid-Pana | Kincaid (SubstationID: 23162) - Pana (SubstationID: 13986) | Auburn Solar Farm | 56566 | Document Posted | In Progress
PJM | AD2-101 | 2018-03-22 | Wind | 200 | Illinois | Will | Withdrawn | ComEd (Commonwealth Edison) | Bloom-Davis Creek | Bloom (SubstationID: 25196) - Davis Creek (SubstationID: 21194) | Will - AD2-101 | 56596 | Document Posted
PJM | AD2-102 | 2018-03-22 | Solar PV | 200 | Illinois | Winnebago | Active | ComEd (Commonwealth Edison) | Wempletown 345 kV | Wempletown (SubstationID: 207) | Winnebago Solar | 56601 | Document Posted | In Progress
PJM | AD2-105 | 2018-03-22 | Solar PV | 100 | Kentucky | Leslie | Withdrawn | American Electric Power (AEP) | Leslie-Stinnett 161KV | Leslie (SubstationID: 31194) - Stinnett (SubstationID: 32940) | Leslie - AD2-105 | 56495 | Document Posted | Document Posted
PJM | AD2-106 | 2018-03-22 | Solar PV | 80 | Kentucky | Perry | Withdrawn | American Electric Power (AEP) | Bulan 69kV | Bulan (SubstationID: 45318) | Perry - AD2-106 | 56499 | Document Posted | Document Posted
PJM | AD2-107 | 2018-03-22 | Solar PV | 55 | Kentucky | Perry | Withdrawn | American Electric Power (AEP) | Chavies-Bonnyman 69kV | Bonnyman (SubstationID: 1069) - Chavies (SubstationID: 56048) | Perry - AD2-107 | 56500 | Document Posted | Document Posted | Withdrawn
PJM | AD2-115 | 2018-03-22 | Solar PV | 20 | Pennsylvania | Berks | Engineering And Procurement | Metropolitan Edison Company | Lyons-Moselem 69kV | Lyons (SubstationID: 56058) - Moselem (SubstationID: 56057) | Lyons Solar | 58412 | Document Posted | Document Posted | Document Posted | Document Posted | Document Posted
PJM | AD2-116 | 2018-03-22 | Solar PV | 20 | Pennsylvania | York | Engineering And Procurement | Metropolitan Edison Company | Hokes-Grantley 69 kV | Grantley (SubstationID: 63784) - Hokes (SubstationID: 56059) | Cottontail Solar 2 | 56509 | Document Posted | Document Posted | Document Posted | Document Posted | Document Posted
PJM | AD2-117 | 2018-03-22 | Solar PV | 15 | Pennsylvania | Berks | Withdrawn | Metropolitan Edison Company | Bernville 69kV | Bernville (SubstationID: 45319) | Berks - AD2-117 | 56479 | Document Posted | Document Posted | Withdrawn
PJM | AD2-118 | 2018-03-22 | Solar PV | 5 | Delaware | Sussex | Withdrawn | Delmarva Power & Light Company | Laurel 12 kV | Laurel (SubstationID: 25976) | Sussex - AD2-118 | 56505 | Withdrawn
PJM | AD2-119 | 2018-03-22 | Solar PV | 75 | Pennsylvania | Centre | Withdrawn | Allegheny Power | Milesburg-Dale Summit 230kV | Dale Summit (SubstationID: 40205) - Milesburg (SubstationID: 38347) | Centre - AD2-119 | 56483 | Document Posted
PJM | AD2-120 | 2018-03-22 | Solar PV | 120 | Pennsylvania | Mercer | Withdrawn | American Transmission Systems, Inc. (ATSI) | Shenango-McDowell 138kV | McDowell (SubstationID: 21243) - Shenango (SubstationID: 47366) | Mercer - AD2-120 | 56579 | Document Posted | Document Posted
PJM | AD2-123 | 2018-03-22 | Solar PV | 94 | North Carolina | Person | Withdrawn | American Electric Power (AEP) | East Danville-Roxborough 230 kV | Roxboro (SubstationID: 17147) | Person - AD2-123 | 56582 | Withdrawn
PJM | AD2-124 | 2018-03-22 | Solar PV | 20 | North Carolina | Person | Withdrawn | American Electric Power (AEP) | East Danville-Roxborough 230 kV | Roxboro (SubstationID: 17147) | Person - AD2-124 | 56583 | Withdrawn
PJM | AD2-132 | 2018-03-23 | Wind | 200 | Indiana | Pulaski | Withdrawn | American Electric Power (AEP) | Olive-Reynolds 345kV | Olive (SubstationID: 21327) - Reynolds (SubstationID: 1430) | Pulaski - AD2-132 | 56586 | Document Posted
PJM | AD2-133 | 2018-03-23 | Wind | 150.3 | Pennsylvania | Centre | Active | Pennsylvania Electric Company (Penelec) | Eagle Valley 115kV | Eagle Valley (SubstationID: 45329) | Sandy Ridge II | 56565 | Document Posted | Document Posted | Document Posted
PJM | AD2-134 | 2018-03-23 | Wind | 217.8 | Illinois | Lee | Active | ComEd (Commonwealth Edison) | Shady Oaks | Shady Oaks (SubstationID: 45330) | Lee - AD2-134 | 56576 | Document Posted | Document Posted | In Progress
PJM | AD2-135 | 2018-03-23 | Solar PV | 1.6 | New Jersey | Gloucester | Active | Atlantic City Electric | Williamstown 12kV | Sickler (SubstationID: 24483) | Gloucester - AD2-135 | 56489 | Document Posted | Document Posted | Document Posted |  | Not Required
PJM | AD2-136 | 2018-03-23 | Wind | 360 | Ohio | Seneca | Active | American Electric Power (AEP) | Melmore Tap 138kV | Melmore (SubstationID: 19631) | Honey Creek Wind Energy Center | 27340 | Document Posted | Document Posted | In Progress
PJM | AD2-137 | 2018-03-23 | Wind | 150 | Illinois | Will | Withdrawn | ComEd (Commonwealth Edison) | Loretto-Wilton Center | Loretto (SubstationID: 19904) - Wilton Center (SubstationID: 17683) | Will - AD2-137 | 56597 | Document Posted
PJM | AD2-138 | 2018-03-23 | Wind | 200 | Indiana | Warren | Active | American Electric Power (AEP) | Olive-Reynolds #1 345kV | Olive (SubstationID: 21327) - Reynolds (SubstationID: 1430) | Warren - AD2-138 | 56580 | Document Posted | Document Posted | In Progress
PJM | AD2-139 | 2018-03-23 | Solar PV | 200 | Illinois | Will | Withdrawn | ComEd (Commonwealth Edison) | Wilton Center | Wilton Center (SubstationID: 17683) | Will - AD2-139 | 56508 | Withdrawn
PJM | AD2-140 | 2018-03-23 | Wind | 150 | Illinois | Will | Withdrawn | ComEd (Commonwealth Edison) | Wilton Center | Wilton Center (SubstationID: 17683) | Wilton Center (Will - AD2-140) | 56598 | Document Posted
PJM | AD2-141 | 2018-03-23 | Wind | 150 | Illinois | Will | Withdrawn | ComEd (Commonwealth Edison) | Wilton Center | Wilton Center (SubstationID: 17683) | Wilton Center | 56599 | Document Posted
PJM | AD2-142 | 2018-03-23 | Wind | 300 | Illinois | Will | Withdrawn | ComEd (Commonwealth Edison) | Wilton Center | Wilton Center (SubstationID: 17683) | Will - AD2-142 | 56600 | Document Posted
PJM | AD2-143 | 2018-03-23 | Wind | 150 | Indiana | Randolph | Withdrawn | American Electric Power (AEP) | Richland Jct-East Leipsic 138kV | East Leipsic (SubstationID: 33771) - Richland (SubstationID: 55313) | Randolph - AD2-143 | 56587 | Document Posted
PJM | AD2-147 | 2018-03-23 | Solar PV | 100 | Ohio | Butler | Withdrawn | Dayton Power & Light (DPL) | South Charleston 345kV | South Charleston 345kv (SubstationID: 45110) | Butler - AD2-147 | 56564 | Document Posted | Document Posted
PJM | AD2-148 | 2018-03-23 | Wind | 150 | Illinois | Dekalb | Withdrawn | ComEd (Commonwealth Edison) | Davis Creek 345kV | Davis Creek (SubstationID: 21194) | DeKalb - AD2-148 | 56569 | Document Posted
PJM | AD2-149 | 2018-03-23 | Wind | 150 | Illinois | Dekalb | Withdrawn | ComEd (Commonwealth Edison) | Davis Creek 345kV | Davis Creek (SubstationID: 21194) | DeKalb - AD2-149 | 56570 | Document Posted
PJM | AD2-150 | 2018-03-23 | Wind | 150 | Illinois | Dekalb | Withdrawn | ComEd (Commonwealth Edison) | Davis Creek 345kV | Davis Creek (SubstationID: 21194) | DeKalb - AD2-150 | 56571 | Document Posted
PJM | AD2-151 | 2018-03-23 | Solar PV | 100 | Ohio | Muskingum | Withdrawn | Duke Energy Kentucky, Inc., Duke Energy Ohio | Hillcrest 345kV | Hillcrest (SubstationID: 27473) | Muskingum - AD2-151 | 56581 | Document Posted | Document Posted
PJM | AD2-152 | 2018-03-23 | Wind | 150 | Pennsylvania | Wayne | Withdrawn | PPL Electric Utilities | Pocono 230 kV | North Pocono (SubstationID: 13015) | Wayne - AD2-152 | 56507 | Withdrawn
PJM | AD2-153 | 2018-03-23 | Wind | 150 | Illinois | Mclean | Withdrawn | ComEd (Commonwealth Edison) | Brokaw-Pontiac Midpoint | Brokaw (SubstationID: 20215) - Pontiac-Midpoint (SubstationID: 953) | McLean - AD2-153 | 56552 | Document Posted
PJM | AD2-154 | 2018-03-23 | Wind | 150 | Illinois | Mclean | Withdrawn | ComEd (Commonwealth Edison) | Brokaw-Pontiac Midpoint | Brokaw (SubstationID: 20215) - Pontiac-Midpoint (SubstationID: 953) | McLean - AD2-154 | 56578 | Document Posted
PJM | AD2-155 | 2018-03-23 | Wind | 150 | Illinois | Kankakee | Withdrawn | ComEd (Commonwealth Edison) | Brokaw-Pontiac Midpoint | Brokaw (SubstationID: 20215) - Pontiac-Midpoint (SubstationID: 953) | Kankakee - AD2-155 | 56575 | Document Posted
PJM | AD2-156 | 2018-03-23 | Solar PV | 100 | Ohio | Erie | Withdrawn | American Transmission Systems, Inc. (ATSI) | Avery 138 kV | Avery (SubstationID: 19429) | Erie - AD2-156 | 56487 | Withdrawn
PJM | AD2-157 | 2018-03-23 | Solar PV | 100 | West Virginia | Hampshire | Active | Allegheny Power | Hampshire-Gore 138kV | Gore (SubstationID: 56652) - Hampshire (SubstationID: 56651) | Hampshire - AD2-157 | 56491 | Document Posted | Document Posted | In Progress
PJM | AD2-158 | 2018-03-23 | Solar PV | 77.5 | West Virginia | Jefferson | Active | Allegheny Power | Old Chapel-Millville 138kV | Millville (SubstationID: 21190) - Old Chapel (SubstationID: 21188) | Wild Hill Solar | 56574 | Document Posted | Document Posted | In Progress
PJM | AD2-145 | 2018-03-23 | Wind | 150 | Indiana | Randolph | Withdrawn | American Transmission Systems, Inc. (ATSI) | Star 345kV | Star (SubstationID: 14019) | Randolph - AD2-145 | 56589 | Document Posted
PJM | AD2-146 | 2018-03-23 | Solar PV | 100 | Ohio | Butler | Withdrawn | Duke Energy Kentucky, Inc., Duke Energy Ohio | Wiley 138 kV | Willey (SubstationID: 21163) | Butler - AD2-146 | 56482 | Withdrawn
PJM | AD2-144 | 2018-03-23 | Wind | 150 | Indiana | Randolph | Withdrawn | American Electric Power (AEP) | Marysville 345kV | Marysville (SubstationID: 14199) | Randolph - AD2-144 | 56588 | Document Posted
PJM | AD2-159 | 2018-03-26 | Wind | 187.5 | Illinois | Macon | Active | ComEd (Commonwealth Edison) | Chestnut 345kV | Chestnut (SubstationID: 45337) | Macon - AD2-159 | 56577 | Document Posted | In Progress
PJM | AD2-160 | 2018-03-26 | Solar PV | 50 | North Carolina | Currituck | Engineering And Procurement | Dominion | Hickory-Moyock 230kV | Hickory (SubstationID: 26428) - Moyock (SubstationID: 42624) | Oak Trail Solar | 62015 | Document Posted | Document Posted | Document Posted | Document Posted | Document Posted
PJM | AD2-162 | 2018-03-26 | Solar PV | 110 | Ohio | Pickaway | Active | American Electric Power (AEP) | Biers Run-Circleville 138kV | Biers Run (SubstationID: 19404) - Circleville (SubstationID: 19405) | Scioto Farms Solar Project | 56554 | Document Posted | Document Posted | In Progress
PJM | AD2-163 | 2018-03-26 | Solar PV | 180 | Ohio | Madison | Active | American Transmission Systems, Inc. (ATSI) | Broadview-Tangy 138 kV | East Springfield (SubstationID: 13940) - Tangy (SubstationID: 13942) | Madison Fields Solar Project | 56498 | Document Posted | Document Posted | In Progress
PJM | AD2-175 | 2018-03-28 | Solar PV | 205 | Illinois | Kankakee | Withdrawn | ComEd (Commonwealth Edison) | Davis Creek 345 kV | Davis Creek (SubstationID: 21194) | Kankakee - AD2-175 | 56550 | Document Posted | Withdrawn
PJM | AD2-176 | 2018-03-28 | Solar PV | 100 | Illinois | Mchenry | Withdrawn | ComEd (Commonwealth Edison) | Marengo 138kV | Marengo (SubstationID: 25336) | Kenosha - AD2-176 | 56551 | Document Posted
PJM | AD2-177 | 2018-03-28 | Solar PV | 205 | Illinois | Livingston | Withdrawn | ComEd (Commonwealth Edison) | Pontiac MidPoint 345 kV | Pontiac-Midpoint (SubstationID: 953) | Livingston - AD2-177 | 56496 | Withdrawn
PJM | AD2-178 | 2018-03-28 | Solar PV | 120 | Virginia | Pulaski | Active | American Electric Power (AEP) | Wurno 138kV | Wurno (SubstationID: 24004) | Blackbird Solar (AKA Pulaski - AD2-178) | 56556 | Document Posted | Document Posted | In Progress
PJM | AD2-179 | 2018-03-28 | Solar PV | 100 | Virginia | Pulaski | Active | American Electric Power (AEP) | Morgans Cut-Glen Lyn 138kV | Glen Lyn (SubstationID: 18271) - Morgans Cut (SubstationID: 23930) | Blue Jay Solar (AKA Pulaski - AD2-179) | 56557 | Document Posted | Document Posted | In Progress
PJM | AD2-168 | 2018-03-28 | Solar PV + Storage | 150 | Illinois | Winnebago | Withdrawn | ComEd (Commonwealth Edison) | Wempletown 138 kV | Wempletown (SubstationID: 207) | Winnebago - AD2-168 | 56530 | Withdrawn
PJM | AD2-169 | 2018-03-28 | Solar PV | 100 | Virginia | Greensville | Withdrawn | Dominion | Pleasant Hill-Trego 115kV | Pleasant Hill (SubstationID: 48257) - Trego (SubstationID: 35787) | VA Solar 1 | 56490 | Not Required | Document Posted
PJM | AD2-170 | 2018-03-28 | Solar PV | 4.8 | New Jersey | Cumberland | Withdrawn | Atlantic City Electric | Carll's Corner 12 kV | Carlls Corner (SubstationID: 16696) | Cumberland - AD2-170 | 56548 | Document Posted
PJM | AD2-172 | 2018-03-28 | Solar PV | 50 | Illinois | Stephenson | Active | ComEd (Commonwealth Edison) | Lena 138kV | Lena (SubstationID: 20066) | High Point Solar (FKA EcoGrove Solar) | 56591 | Document Posted | Document Posted | In Progress
PJM | AD2-173 | 2018-03-28 | Solar PV | 75 | Virginia | Fluvanna | Withdrawn | Dominion | Bremo-Kidds Store 115 kV | Bremo (SubstationID: 715) - Kidds Store DP 115 (SubstationID: 12734) | Fluvanna - AD2-173 | 56488 | Withdrawn
PJM | AD2-174 | 2018-03-28 | Solar PV | 52.5 | Maryland | St. Mary's | Withdrawn | SMECO | Oakville-St. Andrews 69kV |  | St. Mary's - AD2-174 | 56529 | Withdrawn
PJM | AD2-180 | 2018-03-29 | Wind | 110 | West Virginia | Mineral | Under Construction | Allegheny Power | Elk Garden-Parr Run 138kV | Elk Garden (SubstationID: 56573) - Parr Run (SubstationID: 39584) | Black Rock Wind | 56553 | Document Posted | Document Posted | Document Posted | Document Posted | Document Posted
PJM | AD2-181 | 2018-03-29 | Solar PV | 150 | North Carolina | Currituck | Withdrawn | Dominion | Shawboro-Sligo 230 kV | Shawboro (SubstationID: 13228) - Sligo (SubstationID: 46916) | Currituck - AD2-181 | 56520 | Withdrawn
PJM | AD2-183 | 2018-03-29 | Solar PV + Storage | 80 | North Carolina | Bertie | Withdrawn | Dominion | Cashie 230 kV | Cashie (SubstationID: 39168) | Bertie - AD2-183 | 56427 | Withdrawn
PJM | AD2-184 | 2018-03-29 | Solar PV + Storage | 80 | North Carolina | Bertie | Withdrawn | Dominion | Cashie 230 kV | Cashie (SubstationID: 39168) | Bertie - AD2-184 | 56428 | Withdrawn
PJM | AD2-185 | 2018-03-29 | Solar PV + Storage | 80 | North Carolina | Bertie | Withdrawn | Dominion | Cashie 230 kV | Cashie (SubstationID: 39168) | Bertie - AD2-185 | 56429 | Withdrawn
PJM | AD2-186 | 2018-03-29 | Solar PV | 20 | Virginia | City Of Chesapeake | Withdrawn | Dominion | Hickory 34.5 kV | Hickory (SubstationID: 35511) | City of Chesapeake - AD2-186 | 56484 | Withdrawn
PJM | AD2-187 | 2018-03-29 | Solar PV | 12 | Virginia | City Of Chesapeake | Withdrawn | Dominion | Hickory 34.5 kV | Hickory (SubstationID: 35511) | City of Chesapeake - AD2-187 | 56485 | Withdrawn
PJM | AD2-188 | 2018-03-29 | Solar PV | 125 | Illinois | Lee | Withdrawn | ComEd (Commonwealth Edison) | Nelson-Electric Junc | Electric Junction (SubstationID: 25202) - Nelson (SubstationID: 25212) | Lee - AD2-188 | 56525 | Withdrawn
PJM | AD2-190 | 2018-03-30 | Solar PV | 200 | Virginia | Fauquier | Withdrawn | Dominion | Morrisville 230 kV | Morrisville (SubstationID: 693) | Fauquier - AD2-190 | 56521 | Withdrawn
PJM | AD2-191 | 2018-03-30 | Wind | 370 | Ohio | Seneca | Withdrawn | American Electric Power (AEP) | Melmore 138kV | Melmore (SubstationID: 19631) | Seneca Wind (PJM AD2-191) | 56559 | Document Posted | Document Posted
PJM | AD2-193 | 2018-03-30 | Solar PV | 556 | Virginia | Spotsylvania | Withdrawn | Dominion | Spotsylvania 500 kV | Spotsylvania (SubstationID: 21055) | Spotsylvania - AD2-193 | 56528 | Withdrawn
PJM | AD2-195 | 2018-03-30 | Solar PV | 80 | North Carolina | Washington | Withdrawn | Dominion | Trowbridge-Pantero 115 kV | Trowbridge (SubstationID: 700) | Washington - AD2-195 | 56594 | Document Posted
PJM | AD2-196 | 2018-03-30 | Wind | 150 | Pennsylvania | Luzerne | Withdrawn | PPL Electric Utilities | Acahela 230 kV | Acahela (AKA West Pocono) (SubstationID: 13013) | Luzerne - AD2-196 | 56526 | Withdrawn
PJM | AD2-197 | 2018-03-30 | Solar PV | 500 | Virginia | Greensville | Withdrawn | Dominion | Carson-Rodgers Road 500 kV | Carson (SubstationID: 14134) - Rogers Road (SubstationID: 21996) | Greensville - AD2-197 | 56522 | Withdrawn
PJM | AD2-199 | 2018-03-30 | Solar PV | 3 | Maryland | Prince George's | Active | Potomac Electric Power Company (PEPCO) | St. Barnabas 13kV II | St. Barnabas (SubstationID: 45309) | Prince George's - AD2-199 | 56555 | Document Posted | Document Posted | Document Posted |  | Not Required
PJM | AD2-200 | 2018-03-30 | Solar PV | 144 | Virginia | Mecklenburg | Withdrawn | Dominion | Briery-Clover 230 kV | Briery D.P. (SubstationID: 56784) - Clover (SubstationID: 14128) | Mecklenburg - AD2-200 | 56527 | Document Posted
PJM | AD2-201 | 2018-03-30 | Solar PV | 62 | Virginia | Appomattox | Withdrawn | Dominion | South Creek 115 kV | South Creek (SubstationID: 34721) | Appomattox - AD2-201 | 56477 | Withdrawn
PJM | AD2-201A | 2018-03-30 | Solar PV | 50 | Virginia | Pulaski | Withdrawn | American Electric Power (AEP) | Hickman-Riverbend 69kV | Hickman (SubstationID: 24041) - Riverbend (SubstationID: 24073) | Pulaski - AD2-201A | 56558 | Document Posted
PJM | AD2-202 | 2018-03-30 | Solar PV | 83 | Virginia | Halifax | Active | Dominion | Clover-Sedge Hill 230kV | Clover (SubstationID: 14128) - Sedge Hill Switching Station (SubstationID: 41579) | Foxhound Solar | 54614 | Document Posted | Document Posted | In Progress | Interim Study
PJM | AD2-203 | 2018-03-30 | Solar PV | 72.3 | Virginia | Greensville | Withdrawn | Dominion | Clubhouse-Lakeville 230 kV | Clubhouse (SubstationID: 39668) - Lakeville (SubstationID: 72862) | Greensville - AD2-203 | 56523 | Withdrawn
PJM | AD2-204 | 2018-03-30 | Solar PV | 5 | New Jersey | Burlington | Withdrawn | Public Service Electric and Gas Company (PSE&G) | Burlington 26 kV | Burlington (SubstationID: 11690) | Burlington - AD2-204 | 56481 | Withdrawn
PJM | AD2-206 | 2018-03-30 | Solar PV | 250 | Virginia | Greensville | Withdrawn | Dominion | Clubhouse-Freeman DP 115 kV | Clubhouse (SubstationID: 39668) - Freeman (SubstationID: 42544) | Greensville - AD2-206 | 56524 | Withdrawn
PJM | AD2-207 | 2018-03-30 | Solar PV | 100 | Virginia | Isle Of Wight | Withdrawn | Dominion | Suffolk-Poe 115 kV | Poe (SubstationID: 40063) - Suffolk (SubstationID: 1374) | Isle of Wight - AD2-207 | 56494 | Withdrawn
PJM | AD2-208 | 2018-03-30 | Solar PV | 100 | Virginia | City Of Portsmouth | Withdrawn | Dominion | Boykins 115 kV | Boykins (SubstationID: 38330) | City of Portsmouth - AD2-208 | 56486 | Withdrawn
PJM | AD2-212 | 2018-03-30 | Wind - Offshore | 160 | Maryland | Worcester | Withdrawn | Delmarva Power & Light Company | Ocean Bay 128 kV | Ocean Bay (SubstationID: 25941) | Worcester - AD2-212 | 56531 | Withdrawn
PJM | AD2-214 | 2018-03-30 | Solar PV | 68 | Illinois | Whiteside | Active | ComEd (Commonwealth Edison) | Rock Falls-Garden Plains | Garden Plain (SubstationID: 25307) - Rock Falls (SubstationID: 25372) | Round Grove Solar Farm | 56595 | Document Posted | Document Posted | In Progress
PJM | AD2-215 | 2018-03-30 | Solar PV | 15 | Virginia | City Of Suffolk | Withdrawn | Dominion | Kings Fork 34.5 kV | Kings Fork (SubstationID: 36505) | Godwin Blvd Solar | 56567 | Document Posted | Document Posted | Not Required | Wholesale Market Participation Agreement | Not Required
PJM | AD2-216 | 2018-03-30 | Solar PV | 68 | Virginia | Henry | Withdrawn | American Electric Power (AEP) | Axton 138 kV | Axton (SubstationID: 14127) | Henry - AD2-216 | 56492 | Withdrawn
PJM | AE1-004 | 2018-04-06 | Solar PV | 110 | Virginia | King And Queen | Engineering And Procurement | Dominion | Harmony Village-Shackleford 115 kV | Harmony Village (SubstationID: 35396) - Shackleford (SubstationID: 34533) | Walnut Solar I | 50130 | Document Posted | Document Posted | Not Required | Document Posted
PJM | AE1-006 | 2018-04-23 | Solar PV | 75 | Pennsylvania | Adams | Suspended | Metropolitan Edison Company | Germantown 115 kV | Germantown (SubstationID: 56601) | Brookview Solar I | 50122 | Document Posted | Document Posted | Not Required | Document Posted | Not Required
PJM | AE1-007 | 2018-04-23 | Solar PV | 89.9 | Ohio | Preble | Active | Dayton Power & Light (DPL) | Camden-Crystal III 69 kV | Camden (SubstationID: 56049) - Crystal III (SubstationID: 56050) | Alamo Solar I | 63201 | Document Posted | Document Posted | In Progress
PJM | AE1-008 | 2018-04-23 | Solar PV | 100 | Ohio | Preble | Withdrawn | American Electric Power (AEP) | College Corner 138 kV | College Corner (SubstationID: 43164) | Preble - AE1-008 | 58147 | Document Posted
PJM | AE1-009 | 2018-04-25 | Solar PV | 20 | Virginia | Fluvanna | Withdrawn | Dominion | Bremo-Cunningham DP 115 kV | Bremo (SubstationID: 715) - Cunningham (SubstationID: 718) | Fluvanna - AE1-009 | 58294 | Document Posted
PJM | AE1-011 | 2018-05-02 | Solar PV | 1.5 | Maryland | N/a | Withdrawn | Potomac Electric Power Company (PEPCO) | Livingston Road 13 kV | Livingston Road (SubstationID: 45331) | Prince George's - AE1-011 | 58272 | Withdrawn
PJM | AE1-013 | 2018-05-02 | Solar PV | 0.9 | Maryland | Prince George's | Engineering And Procurement | Potomac Electric Power Company (PEPCO) | Suitland Road 13 kV | Suitland (SubstationID: 35250) | 4179 Suitland Road | 58273 | Document Posted | Document Posted | Not Required | Wholesale Market Participation Agreement | Not Required
PJM | AE1-014 | 2018-05-02 | Solar PV | 0.5 | Maryland | Prince George's | Withdrawn | Potomac Electric Power Company (PEPCO) | Canada Street 13 kV | Canada Street (SubstationID: 45335) | Prince George's - AE1-014 | 58295 | Withdrawn
PJM | AE1-015 | 2018-05-02 | Solar PV | 1.4 | Maryland | Prince George's | Engineering And Procurement | Potomac Electric Power Company (PEPCO) | St. Barnabas Road 13 kV | St. Barnabas (SubstationID: 45309) | 5203 Saint Barnabas Road | 58274 | Document Posted | Document Posted | Not Required | Wholesale Market Participation Agreement | Not Required
PJM | AE1-016 | 2018-05-03 | Solar PV | 1.1 | Maryland | Prince George's | Withdrawn | Potomac Electric Power Company (PEPCO) | Livingston Road 13 kV | St. Barnabas (SubstationID: 45309) | Prince George's - AE1-016 | 58071 | Document Posted | Document Posted | Not Required | Withdrawn | Not Required
PJM | AE1-017 | 2018-05-14 | Solar PV | 20 | Virginia | Pulaski | Withdrawn | American Electric Power (AEP) | Peak Creek-Draper 34.5 kV | Peak Creek (SubstationID: 23948) | Pulaski - AE1-017 | 58275 | Document Posted | Document Posted | Not Required | Withdrawn | Not Required
PJM | AE1-018 | 2018-05-14 | Solar PV | 5 | Virginia | Pulaski | Withdrawn | American Electric Power (AEP) | Peak Creek-Memoria Drive 12 kV | Peak Creek (SubstationID: 23948) | Pulaski Community Solar | 58276 | Document Posted | Document Posted | Not Required |  | Not Required
PJM | AE1-019 | 2018-05-15 | Solar PV | 70 | North Carolina | Hertford | Withdrawn | Dominion | Earleys-Scotland Neck 115 kV | Earleys (SubstationID: 42619) - Scotland Neck (SubstationID: 41143) | Hertford - AE1-019 | 58395 | Withdrawn
PJM | AE1-020 | 2018-05-22 | Wind - Offshore | 816 | New Jersey | Ocean | Active | Jersey Central Power & Light | Oyster Creek 230 kV | Oyster Creek (SubstationID: 16881) | Ocean Wind (PJM AE1-020) | 60135 | Document Posted | Document Posted | In Progress
PJM | AE1-022 | 2018-05-25 | Solar PV | 200 | Virginia | Fauquier | Withdrawn | Dominion | Morrisville 230 kV | Morrisville (SubstationID: 693) | Fauquier - AE1-022 | 58579 | Withdrawn
PJM | AE1-023 | 2018-05-25 | Solar PV + Storage | 150 | Illinois | Winnebago | Withdrawn | ComEd (Commonwealth Edison) | Wempletown | Wempletown (SubstationID: 207) | Winnebago - AE1-023 | 58620 | Withdrawn
PJM | AE1-024 | 2018-05-25 | Solar PV + Storage | 80 | North Carolina | Bertie | Withdrawn | Dominion | Cashie 230 kV | Cashie (SubstationID: 39168) | Bertie - AE1-024/AE1-025/AE1-026 | 58453 | Document Posted | Document Posted | Withdrawn
PJM | AE1-025 | 2018-05-25 | Solar PV + Storage | 80 | North Carolina | Bertie | Withdrawn | Dominion | Cashie 230 kV | Cashie (SubstationID: 39168) | Bertie - AE1-024/AE1-025/AE1-026 | 58453 | Document Posted | Document Posted | Withdrawn
PJM | AE1-026 | 2018-05-25 | Solar PV + Storage | 80 | North Carolina | Bertie | Withdrawn | Dominion | Cashie 230 kV | Cashie (SubstationID: 39168) | Bertie - AE1-024/AE1-025/AE1-026 | 58453 | Document Posted | Document Posted | Withdrawn
PJM | AE1-027 | 2018-05-29 | Solar PV | 20 | Virginia | City Of Chesapeake | Withdrawn | Dominion | Hickory 34.5 kV | Hickory (SubstationID: 35511) | Hickory Solar (VA) | 58424 | Document Posted | Document Posted | Not Required | Wholesale Market Participation Agreement | Not Required
PJM | AE1-028 | 2018-05-29 | Solar PV | 12 | Virginia | City Of Chesapeake | Withdrawn | Dominion | Hickory 34.5 kV | Hickory (SubstationID: 35511) | Hickory Solar (VA) | 58424 | Document Posted | Document Posted | Not Required | Wholesale Market Participation Agreement | Not Required
PJM | AE1-030 | 2018-06-04 | Solar PV | 100 | Ohio | Montgomery | Withdrawn | Dayton Power & Light (DPL) | Stuart-Clinton 345 kV II | Stuart (SubstationID: 18252) | Montgomery - AE1-030 | 58704 | Withdrawn
PJM | AE1-031 | 2018-06-04 | Solar PV | 100 | Ohio | Montgomery | Withdrawn | Dayton Power & Light (DPL) | Stuart-Clinton 345 kV III | Stuart (SubstationID: 18252) | Montgomery - AE1-031 | 58705 | Withdrawn
PJM | AE1-034 | 2018-06-07 | Wind | 1104 |  | N/a | Withdrawn | Jersey Central Power & Light | Larrabee 230 kV | Larrabee (SubstationID: 13549) | Monmouth - AE1-034 | 60136 | Document Posted
PJM | AE1-035 | 2018-06-08 | Solar PV | 100 | North Carolina | Hertford | Partially In Service - Under Construction | Dominion | Earleys 230 kV | Earleys (SubstationID: 42619) | Aulander Holloman Solar Park | 43204 | Document Posted | Document Posted | Not Required | Document Posted | Not Required
PJM | AE1-037 | 2018-06-18 | Wind | 1200 | New Jersey | Middlesex | Withdrawn | Public Service Electric and Gas Company (PSE&G) | Deans 500kV | Deans (SubstationID: 13192) | Middlesex - AE1-037 | 58830 | Document Posted | Withdrawn
PJM | AE1-038 | 2018-06-22 | Solar PV | 20 | Delaware | Kent | Withdrawn | Delmarva Power & Light Company | Cartanza 69 kV | Cartanza (SubstationID: 20044) | Garrison Solar Project | 59082 | Document Posted | Document Posted
PJM | AE1-040 | 2018-06-25 | Solar PV | 48 | Ohio | Fayette | Active | Dayton Power & Light (DPL) | Greenfield 69 kV | Greenfield- Fayette County (SubstationID: 56706) | Fayette Solar | 58950 | Document Posted | Document Posted | In Progress
PJM | AE1-041 | 2018-06-25 | Solar PV + Storage | 1.1 | New Jersey | Middlesex | In Service | Public Service Electric and Gas Company (PSE&G) | Edison 4kV | Edison (SubstationID: 11694) | Highland Park | 58867 | Document Posted | Document Posted | Not Required | Wholesale Market Participation Agreement | Not Required
PJM | AE1-043 | 2018-07-03 | Solar PV | 1 | New Jersey | Gloucester | Withdrawn | Atlantic City Electric | Clayton-Woodstown 12 kV | Clayton (SubstationID: 24501) - Woodstown - Pilesgrove (SubstationID: 24518) | Gloucester - AE1-043 | 59034 | Withdrawn
PJM | AE1-044 | 2018-07-05 | Solar PV | 200 | Virginia | Fauquier | Active | Dominion | Morrisville 230 kV | Morrisville (SubstationID: 693) | Fauquier - AE1-044 | 59081 | Document Posted | Document Posted | In Progress
PJM | AE1-045 | 2018-07-11 | Solar PV | 3 | New Jersey | Atlantic | Withdrawn | Atlantic City Electric | Minotola 12 kV I | Minotola (SubstationID: 24498) | West Atlantic Solar I | 59211 | Document Posted
PJM | AE1-046 | 2018-07-11 | Solar PV | 3 | New Jersey | Atlantic | Withdrawn | Atlantic City Electric | Minotola 12 kV II | Minotola (SubstationID: 24498) | Atlantic - AE1-046 | 59212 | Document Posted | Document Posted
PJM | AE1-047 | 2018-07-11 | Solar PV | 800 | Virginia | Spotsylvania | Withdrawn | Dominion | Spotsylvania 500 kV | Spotsylvania (SubstationID: 21055) | Spotsylvania - AE1-047 | 59214 | Withdrawn
PJM | AE1-055 | 2018-07-24 | Solar PV + Storage | 134 | New Jersey | Hudson | Withdrawn | Public Service Electric and Gas Company (PSE&G) | Mason 230 kV | Mason Corners (SubstationID: 31428) |  |  | Withdrawn
PJM | AE1-056 | 2018-07-25 | Solar PV | 60 | Virginia | Appomattox | Active | Dominion | Red House-South Creek 115 kV | South Creek (SubstationID: 34721) | Appomattox - AE1-056 | 59136 | Document Posted | Document Posted | In Progress
PJM | AE1-057 | 2018-07-26 | Solar PV | 5 | Virginia | Culpeper | Withdrawn | Dominion | Brandy DP 115 kV | Brandy DP (SubstationID: 55637) | Culpeper - AE1-057 | 59432 | Withdrawn
PJM | AE1-063 | 2018-07-30 | Solar PV | 3 | New Jersey | Hunterdon | Withdrawn | Jersey Central Power & Light | Buckeye-Ringoes 34.5 kV | Buckeye No. 3 (SubstationID: 48595) - Ringoes (SubstationID: 19557) | Hunterdon - AE1-063 | 59339 | Document Posted
PJM | AE1-064 | 2018-07-31 | Solar PV | 102.1 | Virginia | Bedford | Active | American Electric Power (AEP) | Rockcastle 138 kV | Rockcastle (SubstationID: 48235) | Bedford - AE1-064 | 59386 | Document Posted | Document Posted | In Progress
PJM | AE1-065 | 2018-07-31 | Wind - Offshore | 800.1 | Virginia | City Of Virginia Beach | Withdrawn | Dominion | Virginia Beach 230 kV | Virginia Beach (SubstationID: 573) | City of Virginia Beach - AE1-065 | 59596 | Document Posted
PJM | AE1-066 | 2018-07-31 | Wind - Offshore | 800.1 | Virginia | City Of Virginia Beach | Withdrawn | Dominion | Virginia Beach 230 kV | Virginia Beach (SubstationID: 573) | City of Virginia Beach - AE1-066 | 59597 | Document Posted
PJM | AE1-067 | 2018-07-31 | Wind - Offshore | 800.1 | Virginia | City Of Virginia Beach | Withdrawn | Dominion | Virginia Beach 230 kV | Virginia Beach (SubstationID: 573) | City of Virginia Beach - AE1-067 | 59598 | Document Posted
PJM | AE1-068 | 2018-07-31 | Solar PV | 500 | Virginia | Greensville | Active | Dominion | Carson-Rogers Rd 500 kV | Carson (SubstationID: 14134) - Rogers Road (SubstationID: 21996) | Greensville - AE1-068 | 59180 | Document Posted | Document Posted | In Progress
PJM | AE1-069 | 2018-07-31 | Solar PV | 400 | Virginia | Greensville | Active | Dominion | Carson-Rogers Road 500 kV | Carson (SubstationID: 14134) - Rogers Road (SubstationID: 21996) | Greensville - AE1-069/AG1-015 | 59181 | Document Posted | Document Posted | In Progress
PJM | AE1-071 | 2018-07-31 | Solar PV | 100.1 | Pennsylvania | Franklin | Active | Pennsylvania Electric Company (Penelec) | Shade Gap-Roxbury 115 kV | Roxbury (SubstationID: 19540) - Shade Gap (SubstationID: 55359) | Aspen Road Solar | 59213 | Document Posted | Document Posted | In Progress
PJM | AE1-072 | 2018-07-31 | Solar PV | 150 | North Carolina | Currituck | Active | Dominion | Shawboro-Sligo 230 kV | Shawboro (SubstationID: 13228) - Sligo (SubstationID: 46916) | Currituck - AE1-072 | 59433 | Document Posted | Document Posted | In Progress
PJM | AE1-073 | 2018-07-31 | Solar PV | 75 |  | N/a | Withdrawn | Dominion | Bremo-Kidds Store 115 kV | Bremo (SubstationID: 715) - Kidds Store DP (SubstationID: 719) | Fluvanna - AE1-073 | 59434 | Document Posted
PJM | AE1-074 | 2018-07-31 | Solar PV | 20 | Virginia | Chesterfield | Engineering And Procurement | Dominion | Winterpock 34.5 kV | Winterpock (SubstationID: 37175) | Winterpock I | 59431 | Document Posted | Document Posted | Not Required | Wholesale Market Participation Agreement | Not Required
PJM | AE1-075 | 2018-07-31 | Solar PV | 18 | Virginia | Powhatan | Engineering And Procurement | Dominion | Powhatan 34.5 kV | Powhatan (SubstationID: 40130) | Powhatan Solar I | 59435 | Document Posted | Document Posted | Not Required | Wholesale Market Participation Agreement | Not Required
PJM | AE1-076 | 2018-08-07 | Solar PV | 35.4 | Illinois | Ogle | Withdrawn | ComEd (Commonwealth Edison) | Twombley Road 138 kV | Twombley Road (SubstationID: 45027) | Ogle - AE1-076 | 59608 | Withdrawn
PJM | AE1-079 | 2018-08-10 | Solar PV + Storage | 19.9 | Pennsylvania | Mercer | Active | American Transmission Systems, Inc. (ATSI) | Maysville-Sharon 69 kV | Maysville-Mercer County (SubstationID: 56043) - Sharon (SubstationID: 63959) | Mercer - AE1-079 | 59654 | Document Posted | Document Posted | In Progress
PJM | AE1-081 | 2018-08-27 | Solar PV | 2.3 | New Jersey | Sussex | In Service | Jersey Central Power & Light | Landing 12.47 kV | Landing (SubstationID: 55689) | Durban Ave Solar | 59543 | Document Posted | Document Posted | Not Required | Wholesale Market Participation Agreement | Not Required
PJM | AE1-082 | 2018-08-28 | Solar PV | 1.3 | Maryland | Charles | Withdrawn | SMECO | Charles County 13 kV | Charles County Solar I (SubstationID: 55644) | Charles - AE1-082 | 59668 | Withdrawn
PJM | AE1-083 | 2018-08-28 | Solar PV | 5 | New Jersey | Burlington | Withdrawn | Public Service Electric and Gas Company (PSE&G) | Busselton 13kV | Bustleton (SubstationID: 38746) | Burlington - AE1-083 | 59912 | Document Posted
PJM | AE1-084 | 2018-08-30 | Solar PV | 83 | Virginia | Augusta | Engineering And Procurement | Dominion | Barterbrook-Stuarts Draft 115 kV | Barterbrook D.P. (SubstationID: 56490) - Stuarts Draft (SubstationID: 35236) | Round Hill Solar | 59911 | Document Posted | Document Posted | Document Posted | Document Posted | Document Posted
PJM | AE1-085 | 2018-08-30 | Solar PV | 75 | Virginia | Sussex | Active | Dominion | Bakers Pond-Bell Ave 115 kV | Bakers Pond (SubstationID: 42495) - Bell Avenue (SubstationID: 55624) | Cabin Point Solar Center | 59913 | Document Posted | Document Posted | In Progress
PJM | AE1-086 | 2018-08-31 | Wind | 55.6 | West Virginia | Greenbrier | In Service | Allegheny Power | Grassy Falls 138 kV | Grassy Falls (SubstationID: 21951) | Beech Ridge II | 45499 | Document Posted | Document Posted | Not Required | Document Posted | Not Required
PJM | AE1-089 | 2018-08-31 | Solar PV | 310 | Indiana | St. Joseph | Withdrawn | American Electric Power (AEP) | Elderberry-Dumont 345 kV | Dumont (SubstationID: 1429) | St. Joseph - AE1-089 | 59655 | Document Posted | Document Posted
PJM | AE1-090 | 2018-08-31 | Solar PV | 50 | Ohio | Hardin | Active | American Electric Power (AEP) | Hardin Switch 345 kV | Hardin (SubstationID: 46640) - Hardin Switch (SubstationID: 55203) | Hardin Solar Energy Center III | 71313 | Document Posted | Document Posted | In Progress
PJM | AE1-091 | 2018-08-31 | Solar PV | 110 | Ohio | Hardin | Active | American Electric Power (AEP) | West Newton-Lynn 138 kV | Lynn (SubstationID: 56537) - West Newton (SubstationID: 56539) | Hardin - AE1-091 | 59652 | Document Posted | Document Posted | In Progress
PJM | AE1-092 | 2018-08-31 | Solar PV | 229.5 | Ohio | Union | Active | Dayton Power & Light (DPL) | Blue Jacket-Kirby 138 kV | Blue Jacket-Lake Twp. (SubstationID: 38253) - Kirby (SubstationID: 63241) | Logan - AE1-092 | 59656 | Document Posted | Document Posted | In Progress
PJM | AE1-098 | 2018-08-31 | Solar PV | 15.7 | Virginia | Rockingham | Engineering And Procurement | Dominion | Endless Caverns 34.5 kV | Endless Caverns (SubstationID: 13967) | Endless Caverns Solar | 59947 | Document Posted | Document Posted | Not Required | Wholesale Market Participation Agreement | Not Required
PJM | AE1-099 | 2018-08-31 | Solar PV | 15.7 | Virginia | Rockingham | Engineering And Procurement | Dominion | Endless Caverns 34.kV | Endless Caverns (SubstationID: 13967) | Endless Caverns Solar | 59947 | Document Posted | Document Posted | Not Required | Wholesale Market Participation Agreement | Not Required
PJM | AE1-100 | 2018-08-31 | Solar PV | 66 | Virginia | Henry | Active | American Electric Power (AEP) | Axton 138 kV | Axton (SubstationID: 14127) | Henry - AE1-100 | 59653 | Document Posted | Document Posted | In Progress
PJM | AE1-101 | 2018-08-31 | Solar PV + Storage | 150 | Pennsylvania | Franklin | Active | Allegheny Power | McConnellsburg-Texas Eastern 138 kV | McConnellsburg (SubstationID: 37938) - Mcdowell (SubstationID: 46914) - Texas Eastern 5 (SubstationID: 47361) | Fort Loudon Solar | 59939 | Document Posted | Document Posted | In Progress
PJM | AE1-102 | 2018-08-31 | Solar PV | 26 | Ohio | Van Wert | Active | American Electric Power (AEP) | Maddox Creek 345 kV | Maddox Creek (SubstationID: 42630) | Aurora Solar (FKA Great Bear) | 50785 | Document Posted | Document Posted | In Progress
PJM | AE1-103 | 2018-08-31 | Solar PV | 50 | Virginia | Isle Of Wight | Active | Dominion | Holland-Union Camp 115 kV | Holland (SubstationID: 35576) - Union camp (SubstationID: 64067) | Isle of Wight - AE1-103 | 59942 | Document Posted | Document Posted | In Progress
PJM | AE1-248 | 2018-08-31 | Solar PV + Storage | 100 | Virginia | Southampton | Active | Dominion | Bell Avenue 115 kV | Bell Avenue (SubstationID: 55624) | Southampton - AE1-248 | 60109 | Document Posted | Document Posted
PJM | AE1-250 | 2018-08-31 | Solar PV + Storage | 150 | Virginia | Pittsylvania | Active | American Electric Power (AEP) | Smith Mountain-E. Danville 138 kV | Danville (SubstationID: 23874) - Smith Mountain (SubstationID: 18272) | RE Giles | 60042 | Document Posted | Document Posted | In Progress
PJM | AE1-104 | 2018-09-06 | Wind - Offshore | 432 | New Jersey | Cape May | Active | Atlantic City Electric | BL England 138 kV | B.L. England (SubstationID: 11677) | Cape May - AE1-104 | 59667 | Document Posted | Document Posted | In Progress
PJM | AE1-129 | 2018-09-07 | Solar PV | 79.6 | Pennsylvania | York | Active | Metropolitan Edison Company | Zion View - Middletown 115 kV | Middletown (SubstationID: 38051) - Zion View (SubstationID: 56051) | York - AE1-129 | 59955 | Document Posted | Document Posted | In Progress
PJM | AE1-212 | 2018-09-07 | Solar PV | 90 | West Virginia | Raliegh | Active | American Electric Power (AEP) | Grandview-Clifftop 138 kV | Clifftop (SubstationID: 23865) - Grandview (SubstationID: 55018) | Raleigh Solar I | 60043 | Document Posted | Document Posted | In Progress
PJM | AE1-106 | 2018-09-10 | Solar PV | 99.6 | West Virginia | Preston | Active | Allegheny Power | Lake Lynn-Hazelton 138 kV | Hazelton (SubstationID: 30679) - Lake Lynn Power Station (SubstationID: 16815) - Lake Lynn Power Station (SubstationID: 20389) | Preston - AE1-106 | 59946 | Document Posted | In Progress
PJM | AE1-107 | 2018-09-10 | Solar PV | 53.1 | Delaware | New Castle | Active | Delmarva Power & Light Company | Mt. Pleasant-Lums Pond 138 kV | Lums Pond (SubstationID: 25934) - Mt. Pleasant (SubstationID: 25937) | New Castle - AE1-107 | 59943 | Document Posted | Document Posted | In Progress
PJM | AE1-130 | 2018-09-11 | Solar PV | 83 | Virginia | Bedford | Active | American Electric Power (AEP) | Meads Store 138 kV | Meads Store (SubstationID: 56045) | Bedford - AE1-130 | 59936 | Document Posted | Document Posted | In Progress
PJM | AE1-108 | 2018-09-12 | Solar PV | 149.5 | Virginia | Buckingham | Active | American Electric Power (AEP) | Bremo-Scottsville 138 kV | Bremo (SubstationID: 715) - Scottsville (Ap) (SubstationID: 23972) | Buckingham - AE1-108 | 59938 | Document Posted | Document Posted | In Progress
PJM | AE1-109 | 2018-09-12 | Solar PV | 20 | West Virginia | Hampshire | Active | Allegheny Power | Frenchs Mill 34 kV | Augusta (SubstationID: 56691) - Frenchs Mill (SubstationID: 34490) | Capon Bridge Solar | 59941 | Document Posted | Document Posted | Not Required |  | Not Required
PJM | AE1-109A | 2018-09-12 | Solar PV | 85 | Virginia | Southampton | Withdrawn | Dominion | Baker Pont-Ivor 115 kV | Bakers Pond (SubstationID: 42495) - Ivor (SubstationID: 36024) | Southampton - AE1-109A | 59950 | Document Posted
PJM | AE1-113 | 2018-09-13 | Wind | 300 | Illinois | Woodford | Active | ComEd (Commonwealth Edison) | Mole Creek 345 kV | Mole Creek (SubstationID: 55700) | Panther Grove Wind Energy Facility | 62121 | Document Posted | Document Posted
PJM | AE1-114 | 2018-09-13 | Wind | 150 | Illinois | Ogle | Active | ComEd (Commonwealth Edison) | Maryland-Lancaster 138 kV | Lancaster (SubstationID: 23457) - Lancaster (SubstationID: 56107) - Maryland (SubstationID: 25337) | Ogle - AE1-114 | 59945 | Document Posted | In Progress
PJM | AE1-117 | 2018-09-14 | Wind - Offshore | 152 | Delaware | Sussex | Active | Delmarva Power & Light Company | Bethany 138 kV | Bethany (SubstationID: 25914) | Sussex - AE1-117 | 59951 | Document Posted | Document Posted | In Progress
PJM | AE1-118 | 2018-09-14 | Wind - Offshore | 152 | Delaware | Sussex | Withdrawn | Delmarva Power & Light Company | Bethany-138th Street 138 kV | 138th St (SubstationID: 56106) - Bethany (SubstationID: 25914) | Sussex - AE1-118 | 59952 | Document Posted | Document Posted | Withdrawn
PJM | AE1-251 | 2018-09-14 | Solar PV + Storage | 120 | Kentucky | Scott | Withdrawn | East Kentucky Power Cooperative | Penn-Lees Lick 69 kV | Lees Lick (SubstationID: 56061) - Penn (SubstationID: 56060) | Scott - AE1-251 | 60046 | Withdrawn
PJM | AE1-229 | 2018-09-17 | Solar PV | 149.3 | New Jersey | Salem | Active | Atlantic City Electric | Deepwater-Upper Pittsgrove 138 kV | Deepwater (SubstationID: 11680) - Upper Pittsgrove (SubstationID: 20991) | Salem - AE1-229 | 59995 | Document Posted | Document Posted | In Progress
PJM | AE1-120 | 2018-09-17 | Solar PV | 200 | Ohio | Brown | Partially In Service - Under Construction | Duke Energy Kentucky, Inc., Duke Energy Ohio | Hillcrest 138 kV | Hillcrest (SubstationID: 27473) | Hillcrest Solar I | 45707 | Document Posted | Document Posted | Not Required | Document Posted | Not Required
PJM | AE1-245 | 2018-09-18 | Wind | 150 | Ohio | Paulding | Active | American Electric Power (AEP) | Haviland 138 kV | Haviland (SubstationID: 20320) | Grover Hill Wind Farm | 60041 | Document Posted | Document Posted
PJM | AE1-252 | 2018-09-18 | Solar PV + Storage | 150 | Illinois | Livingston | Active | ComEd (Commonwealth Edison) | Loretto-Wilton Center | Loretto (SubstationID: 19904) - Wilton Center (SubstationID: 17683) | Livingston - AE1-252 | 60104 | Document Posted | In Progress
PJM | AE1-124 | 2018-09-19 | Solar PV | 20 | Virginia | Westmoreland | Engineering And Procurement | Dominion | Oak Grove 34.5 kV | Oak Grove (SubstationID: 39103) | VSF Solar I | 59953 | Document Posted | Document Posted | Not Required | Wholesale Market Participation Agreement | Not Required
PJM | AE1-125 | 2018-09-19 | Solar PV | 18.9 | Virginia | Shenandoah | Withdrawn | Dominion | Mt. Jackson 34.5 kV | Mt Jackson (SubstationID: 38536) | Shenandoah - AE1-125 | 59949 | Document Posted
PJM | AE1-126 | 2018-09-19 | Solar PV | 19.8 | New Jersey | Bergen | Withdrawn | Public Service Electric and Gas Company (PSE&G) | Kingsland 26 kV | Kingsland (SubstationID: 13956) | Bergen - AE1-126 | 60114 | Withdrawn
PJM | AE1-127 | 2018-09-19 | Solar PV | 50 | Pennsylvania | Northumberland | Withdrawn | PPL Electric Utilities | Eldred-Sunbury 69 kV | Eldred - Schuylkill County (SubstationID: 33886) - Sunbury (SubstationID: 14169) | Northumberland - AE1-127 | 59944 | Document Posted | Document Posted
PJM | AE1-128 | 2018-09-19 | Solar PV | 120 | Pennsylvania | Bedford | Active | Pennsylvania Electric Company (Penelec) | Bedford North-Wills Mounain 115 kV | Bedford North (SubstationID: 1407) | Bedford - AE1-128 | 59935 | Document Posted | Document Posted | In Progress
PJM | AE1-131 | 2018-09-20 | Solar PV | 65 | Pennsylvania | Adams | Active | Metropolitan Edison Company | Gardners-Hunterstown 115 kV | Eldred - Schuylkill County (SubstationID: 33886) | Hampton Solar | 59934 | Document Posted | Document Posted | In Progress
PJM | AE1-132 | 2018-09-20 | Solar PV | 85 | Pennsylvania | Fulton | Active | Allegheny Power | McConnellsburg 138 kV | McConnellsburg (SubstationID: 37938) | Fulton - AE1-132 | 59940 | Document Posted | Document Posted | In Progress
PJM | AE1-133 | 2018-09-24 | Solar PV | 300 |  | N/a | Withdrawn | Dominion | Elizabeth City-Tanglewood 230 kV | Elizabeth City (SubstationID: 13229) | Pasquotank - AE1-133 | 59932 | Document Posted
PJM | AE1-135 | 2018-09-24 | Solar PV + Storage | 200 | Virginia | Greensville | Withdrawn | Dominion | Clubhouse 230 kV | Clubhouse (SubstationID: 39668) | Greensville - AE1-135 | 59928 | Document Posted
PJM | AE1-136 | 2018-09-24 | Solar PV | 53.3 | Pennsylvania | Franklin | Withdrawn | Allegheny Power | McConnellsburg-Guilford 138 kV | Guilford (SubstationID: 19587) - McConnellsburg (SubstationID: 37938) | Franklin - AE1-136 | 59961 | Document Posted
PJM | AE1-137 | 2018-09-24 | Solar PV | 100 | Indiana | Randolph | Withdrawn | American Electric Power (AEP) | Bluff Point-Randolph | Bluff Point (SubstationID: 29192) - Randolph (SubstationID: 32349) | Randolph - AE1-137 | 60125 | Withdrawn
PJM | AE1-138 | 2018-09-24 | Solar PV | 22 | Pennsylvania | Adams | Active | Metropolitan Edison Company | Hamilton 115 kV | Hamilton - Northumberland County (SubstationID: 35348) | Adams - AE1-138 | 59924 | Document Posted | Document Posted | In Progress
PJM | AE1-139 | 2018-09-24 | Solar PV | 65 | Pennsylvania | Adams | Active | Metropolitan Edison Company | Hunterstown 115 kV | Hunterstown (SubstationID: 54813) | Seven Stars Solar | 59925 | Document Posted | Document Posted | In Progress
PJM | AE1-140 | 2018-09-24 | Solar PV | 22 | Pennsylvania | Franklin | Withdrawn | Allegheny Power | Fayetteville-West Waynesboro 138 kV | Fayetteville (SubstationID: 34335) - West Waynesboro (SubstationID: 37032) | Franklin - AE1-140 | 59927 | Document Posted
PJM | AE1-141 | 2018-09-24 | Solar PV + Storage | 55 | Pennsylvania | Mercer | Withdrawn | American Transmission Systems, Inc. (ATSI) | McDowell 138 kV | McDowell (SubstationID: 21243) | Mercer - AE1-141 | 59962 | Withdrawn
PJM | AE1-142 | 2018-09-24 | Solar PV | 20 | New Jersey | Ocean | Partially In Service - Under Construction | Jersey Central Power & Light | Manitou-Pleasant Plains 34.5 kV | Manitous (SubstationID: 46941) | Toms River Solar | 59931 | Document Posted | Document Posted | Not Required | Document Posted | Document Posted
PJM | AE1-143 | 2018-09-24 | Solar PV + Storage | 96 | Kentucky | Unknown | Engineering And Procurement | East Kentucky Power Cooperative | Marion County 161 kV | Marion (SubstationID: 31407) | Northern Bobwhite Solar | 60110 | Document Posted | Document Posted | Document Posted | Document Posted | Document Posted
PJM | AE1-144 | 2018-09-24 | Solar PV + Storage | 120 | Kentucky | Fleming | Active | East Kentucky Power Cooperative | Goddard-Plumville 138 kV | Goddard (SubstationID: 30414) - Plumville (SubstationID: 56548) | Hummingbird Solar | 59996 | Document Posted | Document Posted | In Progress
PJM | AE1-145 | 2018-09-24 | Solar PV + Storage | 20 | Virginia | Accomack | Active | Old Dominion Electric Cooperative | Wallops Island 69 kV | Wallops Island (SubstationID: 36289) | Accomack - AE1-145 | 59923 | Document Posted | In Progress
PJM | AE1-146 | 2018-09-24 | Solar PV | 120 | Ohio | Hancock | Active | American Electric Power (AEP) | Ebersole #2-Fostoria Central 138 kV | Ebersole (SubstationID: 20495) - Fostoria Central (SubstationID: 22029) | Border Basin | 59929 | Document Posted | Document Posted | In Progress
PJM | AE1-147 | 2018-09-24 | Solar PV | 20 | Pennsylvania | Centre | Engineering And Procurement | Allegheny Power | Bellefonte 46 kV | Bellefonte (SubstationID: 48589) | Nittany Solar | 59926 | Document Posted | Document Posted | Not Required | Wholesale Market Participation Agreement | Not Required
PJM | AE1-148 | 2018-09-24 | Solar PV | 90 | Virginia | Mecklenburg | Active | Dominion | Kerr Dam-Ridge Rd 115 kV | Kerr Dam (SubstationID: 18035) - Ridge Road (SubstationID: 56803) | Mecklenburg - AE1-148 | 59930 | Document Posted | Document Posted | In Progress
PJM | AE1-149 | 2018-09-24 | Solar PV | 100 | Virginia | Prince George | Active | Dominion | Disputanta-Poe 115 kV | Disputanta (SubstationID: 40347) - Poe (SubstationID: 40063) | Prince George - AE1-149 | 59994 | Document Posted | Document Posted | In Progress
PJM | AE1-150 | 2018-09-24 | Solar PV | 100 | Virginia | Buckingham | Withdrawn | Dominion | Curdsville-Willis Mountain 115 kV | Curdsville (SubstationID: 56053) - Willis Mountain (SubstationID: 56054) | Buckingham - AE1-150 | 59976 | Document Posted
PJM | AE1-153 | 2018-09-24 | Solar PV | 149 | Virginia | Culpeper | Active | Dominion | Remington-Gordonsville 230 kV | Gordonsville (SubstationID: 21023) - Remington (SubstationID: 629) | Maroon Solar (AKA Sumerduck Solar) | 59982 | Document Posted | Document Posted | In Progress
PJM | AE1-154 | 2018-09-24 | Solar PV | 105.2 | Virginia | Louisa | Engineering And Procurement | Dominion | Louisa-South Anna 230 kV | Louisa CT (SubstationID: 18098) - South Anna (SubstationID: 56055) | Belcher Solar | 60146 | Document Posted | Document Posted | Not Required | Document Posted | Document Posted
PJM | AE1-155 | 2018-09-24 | Solar PV | 127 | Virginia | City Of Richmond | Active | Dominion | Garner-Northern Neck 115 kV | Garner (SubstationID: 48275) - Lancaster (SubstationID: 36643) | Booker's Mill Solar | 59981 | Document Posted | Document Posted | In Progress
PJM | AE1-156 | 2018-09-24 | Solar PV | 17.6 | New Jersey | Hunterdon | Suspended | Jersey Central Power & Light | Quakertown Solar II 34.5 kV | Quakertown Solar II (SubstationID: 55727) | Quakertown Solar Farm II | 59987 | Document Posted | Document Posted | Not Required | Document Posted | Document Posted
PJM | AE1-157 | 2018-09-24 | Solar PV | 120 | Virginia | Caroline | Active | Dominion | Ladysmith CT-St. Johns 230 kV | Ladysmith (SubstationID: 1372) - Ladysmith CT (SubstationID: 56489) - St. Johns (SubstationID: 35125) | Caroline - AE1-157/AF2-049/AG1-010 | 59977 | Document Posted | Document Posted | In Progress
PJM | AE1-158 | 2018-09-24 | Solar PV | 120 | Virginia | Caroline | Active | Dominion | Ladysmith CT-St. Johns 230 kV | Ladysmith (SubstationID: 1372) - Ladysmith CT (SubstationID: 56489) - St. Johns (SubstationID: 35125) | Caroline - AE1-158 | 59978 | Document Posted | Document Posted | In Progress
PJM | AE1-159 | 2018-09-24 | Solar PV | 120 | Virginia | Caroline | Withdrawn | Dominion | Fredericksburg-Pinewood 115 kV | Fredericksburg (SubstationID: 21157) | Caroline - AE1-159 | 59979 | Document Posted | Document Posted | Withdrawn
PJM | AE1-160 | 2018-09-24 | Solar PV | 20 | Pennsylvania | Venango | Engineering And Procurement | Pennsylvania Electric Company (Penelec) | Venango 34.5 kV | Venango (SubstationID: 51385) | Titusville Solar | 59997 | Document Posted | Document Posted | Not Required | Wholesale Market Participation Agreement | Not Required
PJM | AE1-162 | 2018-09-24 | Solar PV | 20 | Virginia | Isle Of Wight | Engineering And Procurement | Dominion | Smithfield 34.5 kV | Smithfield (SubstationID: 34662) | Solidago Solar | 59988 | Document Posted | Document Posted | Not Required | Wholesale Market Participation Agreement | Not Required
PJM | AE1-163 | 2018-09-24 | Wind | 350 | Illinois | Woodford | Active | ComEd (Commonwealth Edison) | Powerton-Nevada 345 kV | Goodings Grove (SubstationID: 25205) - Nevada (SubstationID: 45305) - Powerton (SubstationID: 16885) | Freedom Wind Woodford | 59971 | Document Posted | Document Posted | In Progress
PJM | AE1-164 | 2018-09-24 | Solar PV | 40 |  | N/a | Withdrawn | Allegheny Power | Old Chapel 138 kV | Old Chapel (SubstationID: 21188) | Clarke - AE1-164 | 59965 | Document Posted
PJM | AE1-165 | 2018-09-24 | Solar PV | 20 | Pennsylvania | Cambria | Withdrawn | Pennsylvania Electric Company (Penelec) | Cambria Slope 115kV | Cambria Slope (SubstationID: 21231) | Cambria - AE1-165 | 60115 | Document Posted
PJM | AE1-166 | 2018-09-24 | Solar PV | 150 | Illinois | Kankakee | Active | ComEd (Commonwealth Edison) | Loretto-Wilton & Braidwood-Davis Creek | Braidwood-J69 (SubstationID: 51875) - Davis Creek (SubstationID: 21194) - Loretto (SubstationID: 19904) - Wilton Center (SubstationID: 17683) | Kankakee - AE1-166 | 60101 | Document Posted
PJM | AE1-246 | 2018-09-24 | Solar PV + Storage | 120 | Kentucky | Barren | Active | East Kentucky Power Cooperative | Barren County-Summer Shade 161 kV | Summer Shade (SubstationID: 11139) | Barren - AE1-246 (Woodpecker Solar) | 60029 | Document Posted | Document Posted | In Progress
PJM | AE1-247 | 2018-09-24 | Solar PV + Storage | 205 | Kentucky | Barren | Withdrawn | East Kentucky Power Cooperative | Barren County-Summer Shade 161 kV | Barren County (SubstationID: 54729) | Barren - AE2-247 (Woodpecker Solar) | 60030 | Document Posted | Document Posted | Withdrawn
PJM | AE1-224 | 2018-09-24 | Solar PV | 100 | Pennsylvania | Montour | Withdrawn | PPL Electric Utilities | Montour 230 kV | Montour (PPL) (SubstationID: 20048) | Montour - AE1-224 | 60134 | Withdrawn
PJM | AE1-220 | 2018-09-24 | Solar PV | 100 | Virginia | Nelson | Withdrawn | American Electric Power (AEP) | Coleen-Clifford 138 kV | Clifford (SubstationID: 23864) - Colleen (SubstationID: 48274) | Hoverfly Solar | 59992 | Withdrawn
PJM | AE1-249 | 2018-09-25 | Solar PV + Storage | 70 | Virginia | Dinwiddie | Withdrawn | Dominion | Reams 115 kV | Reams (SubstationID: 42632) | Dinwiddie - AE1-249 | 60033 | Document Posted | Document Posted | Withdrawn
PJM | AE1-167 | 2018-09-25 | Solar PV | 11.1 | Virginia | Accomack | Withdrawn | Delmarva Power & Light Company | Wattsville 12 kV | Wattsville (SubstationID: 21141) | Accomack - AE1-167 | 59963 | Document Posted | Document Posted | In Progress
PJM | AE1-168 | 2018-09-25 | Solar PV | 150 | Virginia | Nottoway | Withdrawn | Dominion | Victoria-Martin 115 kV | Martins DP (SubstationID: 64047) - Victoria (SubstationID: 36228) | Dickerson Creek Solar | 59969 | Document Posted | Document Posted
PJM | AE1-169 | 2018-09-25 | Solar PV | 85 | Pennsylvania | Venango | Withdrawn | Pennsylvania Electric Company (Penelec) | Titusville 115 kV | Titusville (SubstationID: 55366) | Venango Solar (AE1-169) | 60148 | Document Posted | Document Posted
PJM | AE1-170 | 2018-09-25 | Solar PV | 150 | Michigan | Cass | Active | American Electric Power (AEP) | Kenzie Creek-Colby 138 kV | Colby (SubstationID: 29598) - Kenzie Creek (SubstationID: 31020) | Cass - AE1-170 | 59964 | Document Posted | Document Posted | In Progress
PJM | AE1-171 | 2018-09-25 | Solar PV | 280 | Indiana | White | Withdrawn | American Electric Power (AEP) | Reynolds-Olive 345 kV | Olive (SubstationID: 21327) - Reynolds (SubstationID: 1430) | White - AE1-171 | 60128 | Withdrawn
PJM | AE1-172 | 2018-09-25 | Wind | 255 | Illinois | Livingston | Active | ComEd (Commonwealth Edison) | Loretto-Wilton Center | Fivemile Creek (SubstationID: 56811) - Loretto (SubstationID: 19904) - Wilton Center (SubstationID: 17683) | Livingston Wind | 59968 | Document Posted | Document Posted | In Progress
PJM | AE1-173 | 2018-09-25 | Solar PV | 800 | Virginia | Sussex | Active | Dominion | Carson-Suffolk 500 kV | Carson (SubstationID: 14134) - Suffolk (SubstationID: 1374) | Sussex - AE1-173 | 59970 | Document Posted | Document Posted | In Progress
PJM | AE1-175 | 2018-09-25 | Solar PV | 19.9 | Virginia | James City | Engineering And Procurement | Dominion | Light Foot 34.5 kV | Lightfoot (SubstationID: 13911) | Rochambeau Solar | 59967 | Document Posted | Document Posted | Not Required | Wholesale Market Participation Agreement | Not Required
PJM | AE1-177 | 2018-09-25 | Solar PV | 80 | Virginia | Louisa | Withdrawn | Dominion | Louisa-South Anna 230 kV | Louisa CT (SubstationID: 18098) - South Anna (SubstationID: 56055) | Louisa - AE1-177 | 60124 | Withdrawn
PJM | AE1-179 | 2018-09-25 | Solar PV | 59.7 | New Jersey | Cumberland | Active | Atlantic City Electric | South Millville-Newport 69 kV | Newport (SubstationID: 19534) - South Millville - Millville City (SubstationID: 24544) | Cumberland - AE1-179 | 59966 | Document Posted | Document Posted | In Progress
PJM | AE1-180 | 2018-09-25 | Solar PV | 20 | Virginia | Culpeper | Withdrawn | Allegheny Power | Mountain Run 115 kV | Mountain Run (SubstationID: 55702) | Culpeper - AE1-180 | 59983 | Document Posted | Withdrawn
PJM | AE1-181 | 2018-09-25 | Solar PV | 45 | Pennsylvania | Luzerne | Active | PPL Electric Utilities | St. Johns-Freeland 69 kV | Freeland Outdoor - Luzerne County (SubstationID: 34480) - Saint Johns - Luzerne County (SubstationID: 34081) | Luzerne - AE1-181 | 59989 | Document Posted | Document Posted | In Progress
PJM | AE1-182 | 2018-09-25 | Solar PV | 10 | Pennsylvania | Cumberland | Withdrawn | PPL Electric Utilities | Newville-West Carlise 69 kV | Newville (SubstationID: 56056) - West Carlisle (SubstationID: 19358) | Cumberland - AE1-182 | 59984 | Document Posted | Document Posted |  | Withdrawn | Withdrawn
PJM | AE1-183 | 2018-09-25 | Solar PV | 20 | Pennsylvania | Mercer | Active | American Transmission Systems, Inc. (ATSI) | Maysville-McDowell 69 kV | Maysville- Armstrong County (SubstationID: 54960) - Maysville-Mercer County (SubstationID: 56043) - McDowell (SubstationID: 21243) | Mercer - AE1-183 | 59990 | Document Posted | Document Posted | In Progress
PJM | AE1-185 | 2018-09-26 | Solar PV | 20 | Pennsylvania | York | Active | Metropolitan Edison Company | Hokes-Jackson 69 kV | Hokes (SubstationID: 56059) - Jackson (SubstationID: 19402) | York - AE1-185 | 59998 | Document Posted | Document Posted | In Progress
PJM | AE1-186 | 2018-09-26 | Solar PV | 20 | Pennsylvania | Berks | Withdrawn | Metropolitan Edison Company | Moselem-Lyons 69 kV | Lyons (SubstationID: 56058) - Moselem (SubstationID: 56057) | Berks - AE1-186 | 59975 | Document Posted
PJM | AE1-187 | 2018-09-26 | Solar PV | 20 |  | N/a | Withdrawn | Metropolitan Edison Company | North Lebanon- Cleona 69 kV |  | Cleona Solar | 60040 | Document Posted | Document Posted | Withdrawn
PJM | AE1-188 | 2018-09-26 | Solar PV | 20 | Pennsylvania | Franklin | Engineering And Procurement | Allegheny Power | Fayetteville 34.5 kV | Fayetteville (SubstationID: 34335) | Fayetteville Solar | 60034 | Document Posted | Document Posted | Not Required | Wholesale Market Participation Agreement | Not Required
PJM | AE1-189 | 2018-09-26 | Solar PV | 245 | Indiana | Jay | Withdrawn | American Electric Power (AEP) | Penville-Adams 138 kV | Adams (SubstationID: 28806) | Jay - AE1-189 | 60123 | Withdrawn
PJM | AE1-190 | 2018-09-26 | Solar PV | 20 | Virginia | Gloucester | Active | Dominion | Harmony Village-Shackleford 115 kV | Harmony Village (SubstationID: 35396) - Shackleford (SubstationID: 34533) | Carvers Creek | 60983 | Document Posted | Document Posted | In Progress
PJM | AE1-191 | 2018-09-26 | Solar PV | 80 | Virginia | Gloucester | Active | Dominion | Harmony Village-Shackleford 115 kV | Harmony Village (SubstationID: 35396) - Shackleford (SubstationID: 34533) | Carvers Creek | 60983 | Document Posted | Document Posted | In Progress
PJM | AE1-192 | 2018-09-26 | Solar PV | 70 | Virginia | Accomack | Withdrawn | Old Dominion Electric Cooperative | Belle Haven-Tasley 69 kV | Belle Haven (SubstationID: 49916) - Tasley (SubstationID: 16717) | Accomack - AE1-192 | 60028 | Document Posted | Document Posted | Withdrawn
PJM | AE1-193 | 2018-09-26 | Wind | 500 | Illinois | Henry | Active | ComEd (Commonwealth Edison) | Crete 345 kV | Crete (SubstationID: 18358) | Henry - AE1-193 | 60100 | Document Posted | In Progress
PJM | AE1-194 | 2018-09-26 | Wind | 500 | Illinois | Will | Active | ComEd (Commonwealth Edison) | Crete 345 kV | Crete (SubstationID: 18358) | Will - AE1-194 | 60111 | Document Posted | In Progress
PJM | AE1-195 | 2018-09-26 | Wind | 500 | Illinois | Will | Active | ComEd (Commonwealth Edison) | Crete 345 kV | Crete (SubstationID: 18358) | Will - AE1-195 | 60112 | Document Posted | In Progress
PJM | AE1-196 | 2018-09-26 | Solar PV | 20 | Pennsylvania | York | Active | Metropolitan Edison Company | Hokes-Jackson 69 kV | Hokes (SubstationID: 56059) - Jackson (SubstationID: 19402) | York - AE1-196 | 60047 | Document Posted | Document Posted | In Progress
PJM | AE1-197 | 2018-09-26 | Wind | 500 | Indiana | White | Withdrawn | American Electric Power (AEP) | Reynolds 345 kV | Reynolds (SubstationID: 1430) | White - AE1-197 | 60129 | Withdrawn
PJM | AE1-198 | 2018-09-26 | Solar PV + Storage | 357 | Illinois | Mchenry | Active | ComEd (Commonwealth Edison) | Crete 345 kV | Crete (SubstationID: 18358) | McHenry - AE1-198 | 60105 | Document Posted | In Progress
PJM | AE1-199 | 2018-09-26 | Solar PV | 40 | Illinois | Ogle | Withdrawn | ComEd (Commonwealth Edison) | Twombly Road 138 kV | Twombley Road (SubstationID: 45027) | Ogle - AE1-199 | 60108 | Document Posted
PJM | AE1-200 | 2018-09-26 | Solar PV | 235 | Indiana | Randolph | Withdrawn | American Electric Power (AEP) | College Corner-Randolph 138 kV | College Corner (SubstationID: 43164) - Randolph (SubstationID: 32349) | Randolph - AE1-200 | 60126 | Withdrawn
PJM | AE1-201 | 2018-09-26 | Solar PV | 40 | Illinois | Mchenry | Withdrawn | ComEd (Commonwealth Edison) | Marengo 34 kV | Marengo (SubstationID: 25336) | McHenry - AE1-201 | 60106 | Document Posted
PJM | AE1-205 | 2018-09-26 | Solar PV | 200 | Illinois | Livingston | Active | ComEd (Commonwealth Edison) | McLean 345 kV | McLean (SubstationID: 55907) | Livingston - AE1-205 | 60103 | Document Posted | In Progress
PJM | AE1-206 | 2018-09-26 | Solar PV | 285 | Virginia | Hanover | Active | Dominion | Four Rivers-Hanover 230 kV | Four Rivers (SubstationID: 20151) - Hanover (SubstationID: 35370) | Hanover - AE1-206 | 60039 | Document Posted | Document Posted | In Progress
PJM | AE1-207 | 2018-09-27 | Solar PV | 160 | Indiana | Grant | Active | American Electric Power (AEP) | Mississinewa-Gaston 138 kV | Deer Creek (SubstationID: 21381) - Mississinewa (SubstationID: 31618) | Grant - AE1-207 | 60038 | Document Posted | Document Posted | In Progress
PJM | AE1-208 | 2018-09-27 | Solar PV | 130 | Indiana | Delaware | Active | American Electric Power (AEP) | Delaware-Van Buren 138 kV | Delaware (SubstationID: 29848) - Van Buren (SubstationID: 33305) | Delaware - AE1-208 | 60032 | Document Posted | Document Posted | In Progress
PJM | AE1-209 | 2018-09-27 | Wind | 100 | Indiana | Randolph | Active | American Electric Power (AEP) | Desoto 345 kV | Desoto (SubstationID: 29872) - Modoc (SubstationID: 31631) - Selma Parker (SubstationID: 21068) | Headwaters Wind Farm III | 60044 | Document Posted | Document Posted | In Progress
PJM | AE1-210 | 2018-09-27 | Wind | 100 | Indiana | Randolph | Active | American Electric Power (AEP) | Desoto 345 kV | Desoto (SubstationID: 29872) | Headwaters Wind Farm III | 60044 | Document Posted | Document Posted | In Progress
PJM | AE1-211 | 2018-09-27 | Wind | 302.4 | Indiana | Jasper | Withdrawn | American Electric Power (AEP) | Reynolds 345 kV | Reynolds (SubstationID: 1430) | Jasper - AE1-211 | 60122 | Withdrawn
PJM | AE1-214 | 2018-09-27 | Solar PV + Storage | 800 | Indiana | Spencer | Withdrawn | American Electric Power (AEP) | Rockport 765 kV | Rockport (SubstationID: 1246) | Spencer - AE1-214 | 60127 | Withdrawn
PJM | AE1-215 | 2018-09-27 | Solar PV + Storage | 500 | Indiana | White | Withdrawn | American Electric Power (AEP) | Reynolds 345 kV | Reynolds (SubstationID: 1430) | White - AE1-215 | 60130 | Withdrawn
PJM | AE1-216 | 2018-09-27 | Solar PV + Storage | 500 | Indiana | White | Withdrawn | American Electric Power (AEP) | Reynolds 345 kV | Reynolds (SubstationID: 1430) | White - AE1-216 | 60131 | Withdrawn
PJM | AE1-217 | 2018-09-27 | Solar PV | 200 | Indiana | Delaware | Withdrawn | American Electric Power (AEP) | Gaston 138kV | Gaston (SubstationID: 54954) - Mississinewa (SubstationID: 31618) | Delaware - AE1-217 | 60119 | Document Posted | Document Posted
PJM | AE1-218 | 2018-09-27 | Solar PV | 2 | New Jersey | Gloucester | Engineering And Procurement | Atlantic City Electric | Glassboro 12 kV | Glassboro (SubstationID: 21028) | Glassboro LF Solar | 60037 | Document Posted | Document Posted | Not Required | Wholesale Market Participation Agreement | Not Required
PJM | AE1-219 | 2018-09-27 | Solar PV | 4.4 | New Jersey | Gloucester | Withdrawn | Atlantic City Electric | Glassboro 12 kV II | Glassboro (SubstationID: 21028) | Glassboro RE Solar | 59985 | Document Posted | Document Posted | Not Required | Wholesale Market Participation Agreement | Not Required
PJM | AE1-223 | 2018-09-28 | Solar PV | 1.9 | New Jersey | Burlington | Withdrawn | Public Service Electric and Gas Company (PSE&G) | Allentown Booster 138 kV | Allentown Booster (SubstationID: 55616) | Burlington - AE1-223 | 60098 | Withdrawn
PJM | AE1-225 | 2018-09-28 | Solar PV | 19.8 | Pennsylvania | Snyder | Active | PPL Electric Utilities | Columbia-Sunbury 69 kV | Columbia (SubstationID: 39719) - Sunbury (SubstationID: 14169) | Snyder - AE1-225 | 60147 | Document Posted | Document Posted | In Progress
PJM | AE1-226 | 2018-09-28 | Solar PV | 19.8 | Pennsylvania | Lancaster | Engineering And Procurement | PPL Electric Utilities | Face Rock-Kinzer #13 69 kV | Face Rock (SubstationID: 34275) - Kinzer - Lancaster County (SubstationID: 36516) | Holtwood Solar | 60145 | Document Posted | Document Posted | Document Posted | Document Posted | Document Posted
PJM | AE1-227 | 2018-09-28 | Solar PV | 49.5 | Ohio | Guernsey | Active | American Electric Power (AEP) | Cumberland 69 kV | South Cumberland (SubstationID: 34722) | Guernsey - AE1-227 | 59986 | Document Posted | Document Posted | In Progress
PJM | AE1-228 | 2018-09-28 | Solar PV | 140 | Illinois | Lee | Withdrawn | ComEd (Commonwealth Edison) | Steward 138 kV | McGirr Road (SubstationID: 20153) | Lee - AE1-228 | 60102 | Document Posted
PJM | AE1-241 | 2018-09-28 | Solar PV | 250 | Illinois | Will | Withdrawn | ComEd (Commonwealth Edison) | Wilmington-Davis Creek | Davis Creek (SubstationID: 21194) - Wilmington (SubstationID: 19554) | Will - AE1-241 | 60132 | Withdrawn
PJM | AE1-242 | 2018-09-28 | Solar PV | 150 | Illinois | Christian | Withdrawn | ComEd (Commonwealth Edison) | Kincaid-Pana | Kincaid (SubstationID: 23162) - Pana (SubstationID: 13986) | Christian - AE1-242 | 60117 | Withdrawn
PJM | AE1-230 | 2018-09-28 | Solar PV + Storage | 20 | Virginia | Pittsylvania | Active | Dominion | Shockoe 69 kV | Shockoe (SubstationID: 34590) | Pittsylvania - AE1-230 | 59993 | Document Posted | Document Posted | In Progress
PJM | AE1-231 | 2018-09-28 | Solar PV + Storage | 20 | Maryland | Charles | Active | SMECO | Hughesville 69 kV | Hughesville (SubstationID: 19891) | Charles - AE1-231 | 59980 | Document Posted | Document Posted | In Progress
PJM | AE1-232 | 2018-09-28 | Solar PV | 120 | Virginia | Chesterfield | Withdrawn | Dominion | Harrowgate-Locks 115 kV | Harrowgate (SubstationID: 35410) - Locks (SubstationID: 37342) | Chesterfield - AE1-232 | 60116 | Withdrawn
PJM | AE1-233 | 2018-09-28 | Wind | 97.5 | Illinois | Dekalb | Withdrawn | ComEd (Commonwealth Edison) | West Dekalb 138 kV | West Dekalb (SubstationID: 25397) | DeKalb - AE1-233 | 60099 | Withdrawn
PJM | AE1-235 | 2018-09-28 | Solar PV | 180 | Virginia | Dinwiddie | Withdrawn | Dominion | Carson-Clover 500 kV | Carson (SubstationID: 14134) - Clover (SubstationID: 14128) | Dinwiddie - AE1-235 | 60120 | Withdrawn
PJM | AE1-236 | 2018-09-28 | Solar PV | 290 | North Carolina | Edgecombe | Withdrawn | Dominion | Corson-Septa 500 kV |  | Edgecombe - AE1-236 | 60121 | Withdrawn
PJM | AE1-237 | 2018-09-28 | Solar PV + Storage | 19.9 | Pennsylvania | Crawford | Active | American Transmission Systems, Inc. (ATSI) | Andover (Maysville) 69kV I | Andover (SubstationID: 47039) | Welcome Solar II | 60118 | Document Posted | Document Posted | In Progress
PJM | AE1-238 | 2018-09-28 | Wind - Offshore | 816 | New Jersey | Monmouth | Active | Jersey Central Power & Light | Oceanview Wind 230 kV | Oceanview (SubstationID: 13433) | Oceanview Wind | 59991 | Document Posted | Document Posted | In Progress
PJM | AE1-239 | 2018-09-28 | Solar PV | 38.2 | Pennsylvania | Mercer | Withdrawn | American Transmission Systems, Inc. (ATSI) | McDowell 138 kV | McDowell (SubstationID: 21243) | Mercer - AE1-239 | 60107 | Document Posted
PJM | AE1-240 | 2018-09-28 | Solar PV | 49.7 | New Jersey | Cumberland | Active | Atlantic City Electric | Carlls Corner-Sherman Avenue 69 kV | Carlls Corner (SubstationID: 16696) - Sherman Avenue (SubstationID: 16715) | Nabb Solar I | 60031 | Document Posted | Document Posted | In Progress
PJM | AE2-001 | 2018-10-02 | Solar PV | 20 | Pennsylvania | Centre | Active | Allegheny Power | Nittany-Zion 46 kV | Nittany (SubstationID: 55534) - Pleasant Gap (SubstationID: 48632) | Confer Solar I | 60162 | Document Posted | Document Posted | In Progress
PJM | AE1-012 | 2018-10-02 | Solar PV | 0.5 | Maryland | Prince George's | Engineering And Procurement | Potomac Electric Power Company (PEPCO) | 64th St. 13 kV | 64th Street (SubstationID: 45332) - Tuxedo (SubstationID: 46747) | 1724 64th Street | 58070 | Document Posted | Document Posted | Not Required | Wholesale Market Participation Agreement | Not Required
PJM | AE2-002 | 2018-10-03 | Solar PV | 3.8 | Maryland | Prince George's | Withdrawn | Potomac Electric Power Company (PEPCO) | 64th Street 13 kV | 64th Street (SubstationID: 45332) | Prince George's - AE2-002 | 60413 | Document Posted
PJM | AE2-003 | 2018-10-03 | Solar PV | 3 | Maryland | Prince George's | Withdrawn | Delmarva Power & Light Company | Walker Mill Road 13 kV | Walker Mill (SubstationID: 43128) | Prince George's - AE2-003 | 60414 | Document Posted
PJM | AE2-004 | 2018-10-04 | Solar PV | 60 | Virginia | Surry | Withdrawn | Dominion | Poolesville 230 kV | Poolesville (SubstationID: 40083) | Surry - AE2-004 | 60457 | Withdrawn
PJM | AE2-005 | 2018-10-04 | Solar PV | 130 | Virginia | King And Queen | Engineering And Procurement | Dominion | Harmony Village-Shackleford 115 kV | Harmony Village (SubstationID: 35396) - Shackleford (SubstationID: 34533) | Walnut Solar I | 50130 | Document Posted | Document Posted | Not Required | Document Posted | Not Required
PJM | AE2-006 | 2018-10-08 | Solar PV | 13.8 | Virginia | Charlotte | Partially In Service - Under Construction | Dominion | Twittys Creek 34.5 kV | Twittys Creek (SubstationID: 35856) | Twittys Creek Solar | 50114 | Document Posted | Document Posted | Not Required | Wholesale Market Participation Agreement | Not Required
PJM | AE2-011 | 2018-11-07 | Solar PV | 3.1 | New Jersey | Camden | Withdrawn | Atlantic City Electric | Tansboro 12 kV | Tansboro (SubstationID: 45311) | Camden - AE2-011 | 60582 | Document Posted
PJM | AE2-014 | 2018-11-16 | Wind | 1200 | New Jersey | Middlesex | Withdrawn | Public Service Electric and Gas Company (PSE&G) | Sewaren 230 kV | Sewaren (SubstationID: 17923) | Middlesex - AE2-014 | 60876 | Document Posted
PJM | AE2-015 | 2018-11-26 | Solar PV | 5 | New Jersey | Burlington | Withdrawn | Jersey Central Power & Light | Cookstown-New Lisbon 34.5 kV | Cookstown (SubstationID: 19555) | Burlington - AE2-015 | 60827 | Document Posted
PJM | AE2-016 | 2018-11-26 | Solar PV | 3.5 | New Jersey | Burlington | Withdrawn | Public Service Electric and Gas Company (PSE&G) | Bustleton 13.2 kV | Bustleton (SubstationID: 38746) | Burlington - AE2-016 | 60955 | Withdrawn
PJM | AE2-017 | 2018-11-28 | Solar PV | 20 | Maryland | St. Mary's | Withdrawn | SMECO | Lexington Park 69 kV | Lexington Park (SubstationID: 55694) | Whitetail VI | 60854 | Document Posted | Document Posted | Document Posted | Wholesale Market Participation Agreement | Not Required
PJM | AE2-018 | 2018-12-10 | Solar PV | 3.5 | New Jersey | Mercer | Withdrawn | Public Service Electric and Gas Company (PSE&G) | Laurence 13.2 kV | Laurence (SubstationID: 55533) | Jacobs Creek Solar | 60987 | Document Posted | Document Posted
PJM | AE2-020 | 2018-12-14 | Wind - Offshore | 604.8 | New Jersey | Atlantic | Active | Atlantic City Electric | Cardiff 230 kV I | Cardiff (SubstationID: 19546) - Cedar (SubstationID: 20778) | Atlantic Shores Offshore Wind 1 | 61007 | Document Posted | Document Posted | In Progress
PJM | AE2-021 | 2018-12-14 | Wind - Offshore | 604.8 | New Jersey | Atlantic | Active | Atlantic City Electric | Cardiff 230 kV II | Cardiff (SubstationID: 19546) - Cedar (SubstationID: 20778) | Atlantic Shores Offshore Wind 6 | 61008 | Document Posted | Document Posted | In Progress
PJM | AE2-022 | 2018-12-14 | Wind - Offshore | 300 | New Jersey | Atlantic | Active | Atlantic City Electric | Cardiff 230 kV III | Cardiff (SubstationID: 19546) - Cedar (SubstationID: 20778) | Atlantic Shores Offshore Wind 3 | 61009 | Document Posted | Document Posted | In Progress
PJM | AE2-023 | 2018-12-14 | Wind - Offshore | 445.2 | New Jersey | Atlantic | Withdrawn | Atlantic City Electric | BL England 138 kV | B.L. England (SubstationID: 11677) | Atlantic Shores Offshore Wind 4 | 61010 | Document Posted | Document Posted
PJM | AE2-024 | 2018-12-14 | Wind - Offshore | 882 | New Jersey | Ocean | Active | Jersey Central Power & Light | Larrabee 230 kV I | Larrabee (SubstationID: 13549) | Atlantic Shores Offshore Wind 5 | 61011 | Document Posted | Document Posted | In Progress
PJM | AE2-025 | 2018-12-14 | Wind - Offshore | 445.2 | New Jersey | Ocean | Active | Jersey Central Power & Light | Larrabee 230 kV II | Larrabee (SubstationID: 13549) | Atlantic Shores Offshore Wind 2 | 61012 | Document Posted | Document Posted | In Progress
PJM | AE2-026 | 2018-12-19 | Solar PV | 150 | Virginia | Louisa | Withdrawn | Dominion | Louisa-South Anna 230kV | Louisa CT (SubstationID: 18098) - South Anna (SubstationID: 56055) | Louisa - AE2-026 | 61017 | Document Posted
PJM | AE2-027 | 2018-12-19 | Solar PV | 120 | Virginia | Chesterfield | Active | Dominion | Harrowgate-Locks 115kV | Harrowgate (SubstationID: 35410) - Locks (SubstationID: 37342) - Tyler (SubstationID: 35858) | Chester Solar Technology Park (AE2-027) | 64144 | Document Posted | Document Posted | In Progress
PJM | AE2-028 | 2018-12-24 | Solar PV | 0.8 | New Jersey | Warren | Active | Jersey Central Power & Light | Broadway 12.47 kV | Broadway (SubstationID: 19582) | State Route 57 Solar | 61069 | Document Posted | Document Posted | Not Required | Wholesale Market Participation Agreement | Not Required
PJM | AE2-029 | 2018-12-27 | Solar PV | 50 | Virginia | Rockingham | Active | Dominion | Grottoes-Merck 115kV | Grottoes (SubstationID: 35051) - Merck (SubstationID: 56589) - Merck 5 (SubstationID: 54693) | Blue Ridge Solar | 61134 | Document Posted | Document Posted | In Progress
PJM | AE2-030 | 2018-12-31 | Solar PV | 18 | Maryland | Allegany | Active | Allegheny Power | Frostburg 138kV | Frostburg No. 1 (SubstationID: 750) - Ridgeley (SubstationID: 20295) | Dan's Mountain Solar | 44132 | Document Posted | Document Posted | In Progress
PJM | AE2-031 | 2019-01-07 | Solar PV | 290 | Virginia | Sussex | Active | Dominion | Carson-Rawlings 500 kV | Carson (SubstationID: 14134) - Rawlings (SubstationID: 20240) - Septa (SubstationID: 14135) | Sussex - AE2-031 | 61354 | Document Posted | Document Posted | In Progress
PJM | AE2-033 | 2019-01-07 | Solar PV | 149 | Virginia | Sussex | Active | Dominion | Clubhouse-Sappony 230 kV | Clubhouse (SubstationID: 39668) - Sapony (SubstationID: 34163) | Sussex - AE2-033 | 61355 | Document Posted | Document Posted | In Progress
PJM | AE2-034 | 2019-01-15 | Solar PV | 140 | North Carolina | Washington | Active | Dominion | Mackeys 230 kV | Mackeys (SubstationID: 42628) | Albemarle Beach Solar (FKA Albemarle Beach Road Solar) | 44886 | Document Posted | Document Posted | In Progress
PJM | AE2-035 | 2019-01-15 | Solar PV | 50 | Illinois | Stephenson | Active | ComEd (Commonwealth Edison) | Lena 138 kV | Lena (SubstationID: 20066) | High Point Solar (FKA EcoGrove Solar) | 56591 | Document Posted | Document Posted | In Progress
PJM | AE2-036 | 2019-01-17 | Solar PV + Storage | 19.9 | Pennsylvania | Mercer | Withdrawn | American Transmission Systems, Inc. (ATSI) | Masury-Maysville 138 kV | Masury (SubstationID: 47242) - Maysville- Armstrong County (SubstationID: 54960) - Maysville-Mercer County (SubstationID: 56043) | Mercer - AE2-036 | 61642 | Document Posted
PJM | AE2-037 | 2019-01-18 | Solar PV | 71.5 | North Carolina | Bertie | Withdrawn | Dominion | Earleys-Everetts 230 kV | Earleys (SubstationID: 42619) - Everetts (SubstationID: 41615) - Kelford (SubstationID: 42620) | Heritage Pines Solar Farm | 61380 | Document Posted | Document Posted
PJM | AE2-038 | 2019-01-22 | Solar PV + Storage | 200 | Kentucky | Fleming | Active | East Kentucky Power Cooperative | Goddard-Plumsville 138 kV II | Goddard (SubstationID: 30414) - Plumville (SubstationID: 56548) | Hummingbird Solar | 59996 | Document Posted | Document Posted | In Progress
PJM | AE2-039 | 2019-01-22 | Solar PV | 44 | New Jersey | Gloucester | Withdrawn | Atlantic City Electric | Clayton-Williamstown 69 kV | Clayton (SubstationID: 24501) - Williamstown (SubstationID: 19828) | Gloucester - AE2-039 | 61488 | Withdrawn
PJM | AE2-042 | 2019-01-23 | Solar PV | 70 | Pennsylvania | Northumberland | Active | PPL Electric Utilities | Milton 69 kV | Milton (SubstationID: 38375) | Northumberland Solar I | 61381 | Document Posted | Document Posted | In Progress
PJM | AE2-043 | 2019-01-23 | Solar PV | 4 | New Jersey | Gloucester | Withdrawn | Atlantic City Electric | Franklinville 138 kV | Franklinville (SubstationID: 19549) | Gloucester - AE2-043 | 61796 | Withdrawn
PJM | AE2-091 | 2019-01-24 | Solar PV | 35 | New Jersey | Cumberland | Withdrawn | Atlantic City Electric | Newport 69 kV | Newport (SubstationID: 19534) | Cedarville Solar I | 61640 | Document Posted | Document Posted
PJM | AE2-044 | 2019-01-29 | Solar PV | 120 | North Carolina | Edgecombe | Active | Dominion | Anaconda-Dunbar 115 kV | Hathaway (Morning Star) (SubstationID: 21172) - Tarboro (SubstationID: 41536) | Knee Branch Solar | 61510 | Document Posted | Document Posted | In Progress
PJM | AE2-045 | 2019-01-29 | Solar PV | 200 | Indiana | Lake | Active | American Electric Power (AEP) | Olive-Reynolds 345 kV | Olive (SubstationID: 21327) - Reynolds (SubstationID: 1430) | White - AE2-045 | 61358 | Document Posted | Document Posted | In Progress
PJM | AE2-046 | 2019-01-30 | Solar PV + Storage | 50 | Pennsylvania | Schuylkill | Active | PPL Electric Utilities | Harwood-East Hazelton 69 kV | East Hazleton - Luzerne County (SubstationID: 33765) - Harwood - Luzerne County (SubstationID: 35423) | Schuylkill - AE2-046 | 61683 | Document Posted | Document Posted | In Progress
PJM | AE2-047 | 2019-01-31 | Solar PV | 50 | Virginia | Henry | Active | American Electric Power (AEP) | Ridgeway-Solite 69 kV | Ridgeway (SubstationID: 23963) - Solite (SubstationID: 56767) | Henry - AE2-047 | 61515 | Document Posted | Document Posted | In Progress
PJM | AE2-048 | 2019-01-31 | Solar PV + Storage | 220 | Ohio | Fairfield | Active | American Electric Power (AEP) | Muskingum-W. Millersport 345 kV | Millersport (SubstationID: 47074) - Muskingum River (SubstationID: 17531) - West Millersport (SubstationID: 37007) | Eastern Cottontail Solar | 61514 | Document Posted | Document Posted | In Progress
PJM | AE2-049 | 2019-01-31 | Solar PV | 115 | Illinois | Kankakee | Withdrawn | ComEd (Commonwealth Edison) | Wilmington-Davis Creek | Davis Creek (SubstationID: 21194) - Wilmington (SubstationID: 19554) | Kankakee - AE2-049 | 61679 | Document Posted
PJM | AE2-049 | 2019-01-31 | Solar PV | 115 | Illinois | Kankakee | Withdrawn | ComEd (Commonwealth Edison) | Wilmington-Davis Creek | Davis Creek (SubstationID: 21194) - Wilmington (SubstationID: 19554) | Kankakee - AE2-310 | 62211 | Document Posted
PJM | AE2-050 | 2019-01-31 | Solar PV | 150 | Illinois | Will | Withdrawn | ComEd (Commonwealth Edison) | Braidwood-E. Frankfort | Braidwood Generating Station (SubstationID: 16870) - Frankfort (SubstationID: 13984) | Will - AE2-050 | 61686 | Document Posted
PJM | AE2-051 | 2019-01-31 | Solar PV | 150 | Virginia | Sussex | Active | Dominion | Carson-Septa 500 kV | Carson (SubstationID: 14134) - Septa (SubstationID: 14135) | Sussex - AE2-051 | 61775 | Document Posted | Document Posted | In Progress
PJM | AE2-054 | 2019-01-31 | Solar PV | 20 | Pennsylvania | Franklin | Suspended | Allegheny Power | Warfordsburg 34 kV | Warfordsburg (SubstationID: 36310) | Blairs Valley | 61439 | Document Posted | Document Posted | Not Required | Wholesale Market Participation Agreement | Not Required
PJM | AE2-055 | 2019-01-31 | Solar PV | 20 | Pennsylvania | Centre | Suspended | Allegheny Power | Shingletown-Boalsburg 46 kV | Boalsburg (SubstationID: 48593) - Shingletown (SubstationID: 34589) | Windmill Road | 61513 | Document Posted | Document Posted | Not Required | Wholesale Market Participation Agreement | Not Required
PJM | AE2-056 | 2019-01-31 | Solar PV | 3 | New Jersey | Monmouth | Engineering And Procurement | Jersey Central Power & Light | Howell 12.47 kV Solar I | Howell (SubstationID: 13547) | Willow Brook Road Solar I | 61643 | Document Posted | Document Posted | Not Required | Wholesale Market Participation Agreement | Not Required
PJM | AE2-057 | 2019-01-31 | Solar PV | 1 | New Jersey | Monmouth | Withdrawn | Jersey Central Power & Light | Jerseyville 12.47 kV Solar | Jerseyville (SubstationID: 55947) | Willow Brook Road Solar II | 61644 | Document Posted | Document Posted | Not Required | Wholesale Market Participation Agreement | Not Required
PJM | AE2-081 | 2019-01-31 | Solar PV | 3.2 | New Jersey | Monmouth | Engineering And Procurement | Jersey Central Power & Light | Howell 12.47 kV Solar II | Howell (SubstationID: 13547) | Casino Drive Solar | 61645 | Document Posted | Document Posted | Not Required | Wholesale Market Participation Agreement | Not Required
PJM | AE2-082 | 2019-01-31 | Solar PV | 7 | New Jersey | Monmouth | Active | Jersey Central Power & Light | Englishtown-Wyckoff 34.5 kV Solar | Englishtown (SubstationID: 19172) - Wyckoff (SubstationID: 20371) | Dey Grove Road Solar | 61646 | Document Posted | Document Posted
PJM | AE2-058 | 2019-02-01 | Solar PV | 20 | Pennsylvania | Northumberland | Withdrawn | PPL Electric Utilities | Cherokee-Milton 69 kV | Cherokee/Merck (SubstationID: 63806) | Northumberland - AE2-058 | 61681 | Document Posted
PJM | AE2-059 | 2019-02-01 | Solar PV | 20 | Pennsylvania | Northumberland | Active | PPL Electric Utilities | Derry Tap-Derry Bus 69 kV | Millville - Columbia County (SubstationID: 38371) - Milton (SubstationID: 38375) | Northumberland - AE2-059 | 61682 | Document Posted | Document Posted | In Progress
PJM | AE2-060 | 2019-02-01 | Solar PV | 20 | Pennsylvania | Juniata | Active | PPL Electric Utilities | Mifflintown Bus-Mifflintown Tap 69 kV | Mifflintown (SubstationID: 38343) | Juniata - AE2-060 | 61678 | Document Posted | Document Posted | In Progress
PJM | AE2-084 | 2019-02-01 | Solar PV | 20 | Pennsylvania | Montour | Active | PPL Electric Utilities | Derry Tap-Derry Bus 69 kV | Derry (Major) (SubstationID: 48599) | Montour - AE2-084 | 61680 | Document Posted | Document Posted | In Progress
PJM | AE2-064 | 2019-02-06 | Solar PV | 5.8 | New Jersey | Gloucester | Partially In Service - Under Construction | Public Service Electric and Gas Company (PSE&G) | Beaverbrook 13 kV | Beaver Brook (SubstationID: 38068) | Kinsley 2 Beaverbrook Solar | 61511 | Document Posted | Document Posted | Not Required | Document Posted | Document Posted
PJM | AE2-065 | 2019-02-06 | Solar PV | 6.8 | New Jersey | Gloucester | Partially In Service - Under Construction | Public Service Electric and Gas Company (PSE&G) | Romeoville 12 kV | Romeoville (SubstationID: 25374) | Kinsley 2 Deptford Solar | 61512 | Document Posted | Document Posted | Not Required | Document Posted | Document Posted
PJM | AE2-066 | 2019-02-06 | Solar PV | 4.5 | New Jersey | Gloucester | Withdrawn | Public Service Electric and Gas Company (PSE&G) | Gloucester 13 kV | Gloucester (SubstationID: 13759) | Gloucester - AE2-066 | 61641 | Withdrawn
PJM | AE2-068 | 2019-02-12 | Solar PV | 5 | New Jersey | Cumberland | Withdrawn | Atlantic City Electric | Second Street12 kV | South Millville - Millville City (SubstationID: 24544) | Industrial Air Park Farm | 61638 | Withdrawn
PJM | AE2-069 | 2019-02-12 | Solar PV | 5 | New Jersey | Burlington | Withdrawn | Public Service Electric and Gas Company (PSE&G) | Burlington 13 kV | Burlington (SubstationID: 11690) | Burlington - AE2-069 | 61674 | Withdrawn
PJM | AE2-070 | 2019-02-13 | Solar PV | 4 | Maryland | Howard | Withdrawn | Baltimore Gas & Electric | White Rock 34 kV | White Rock (SubstationID: 24724) | Howard - AE2-070 | 61734 | Document Posted | Document Posted | Not Required
PJM | AE2-071 | 2019-02-14 | Solar PV | 35 | Kentucky | Metcalfe | Active | East Kentucky Power Cooperative | Patton Rd-Summer Shade 69 kV | Patton Road Jct (SubstationID: 56716) - Summer Shade (SubstationID: 11139) | Glover Creek Solar | 61736 | Document Posted | Document Posted | In Progress
PJM | AE2-072 | 2019-02-14 | Solar PV | 150 | Ohio | Putnam | Active | American Electric Power (AEP) | East Leipsic-Richland 138 kV | East Leipsic (SubstationID: 33771) - Richland (SubstationID: 55313) | Powell Creek Solar | 62448 | Document Posted | Document Posted | In Progress
PJM | AE2-073 | 2019-02-15 | Solar PV | 200 | Ohio | Licking | Active | American Electric Power (AEP) | Centerburg 138kV | Centerburg (SubstationID: 39221) | Harvey Solar I | 56071 | Document Posted | Document Posted | In Progress
PJM | AE2-074 | 2019-02-19 | Solar PV | 35 | Pennsylvania | Potter | Active | Allegheny Power | Potter 46 kV | Potter (SubstationID: 40119) | Potter Solar | 61648 | Document Posted | Document Posted | Not Required |  | Not Required
PJM | AE2-075 | 2019-02-19 | Solar PV | 4.4 | New Jersey | Cumberland | Withdrawn | Atlantic City Electric | Second Street 12 kV | Second St. (SubstationID: 24542) | Fairton Rd Solar | 61639 | Withdrawn
PJM | AE2-076 | 2019-02-19 | Solar PV | 2 | New Jersey | Burlington | Withdrawn | Public Service Electric and Gas Company (PSE&G) | Southampton 13.2 kV | South Hampton (SubstationID: 55738) | Burlington - AE2-076 | 61814 | Withdrawn
PJM | AE2-148 | 2019-02-20 | Solar PV + Storage | 577 | Ohio | Madison | Active | American Electric Power (AEP) | Beatty-Greene 345 kV | Beatty (SubstationID: 14020) - Greene (SubstationID: 35014) | Fox Squirrel Solar | 61799 | Document Posted | Document Posted | In Progress
PJM | AE2-077 | 2019-02-21 | Solar PV | 70 | Illinois | Winnebago | Withdrawn | ComEd (Commonwealth Edison) | Pierpoint-Freeport | Freeport (SubstationID: 25305) - Pierpont (SubstationID: 25360) | Winnebago - AE2-077 | 62039 | Document Posted
PJM | AE2-078 | 2019-02-21 | Solar PV | 20 | Virginia | Surry | Engineering And Procurement | Dominion | Poolesville 34.5 kV | Poolesville (SubstationID: 40083) | Mantura (FKA Kruger Energy Mantura) | 61772 | Document Posted | Document Posted | Not Required | Wholesale Market Participation Agreement | Not Required
PJM | AE2-079 | 2019-02-21 | Solar PV | 20 | Virginia | Surry | Engineering And Procurement | Dominion | Poolesville 34.5 kV | Poolesville (SubstationID: 40083) | Mantura II (FKA Kruger Energy Mantura II) | 61773 | Document Posted | Document Posted | Not Required | Wholesale Market Participation Agreement | Not Required
PJM | AE2-080 | 2019-02-21 | Solar PV | 20 | Virginia | Surry | Withdrawn | Dominion | Poolesville 34.5 kV | Poolesville (SubstationID: 40083) | Mantura III (FKA Kruger Energy Mantura III) | 61774 | Document Posted | Document Posted
PJM | AE2-083 | 2019-02-22 | Solar PV | 1.6 | New Jersey | Mercer | Withdrawn | Jersey Central Power & Light | Forrester Solar 34.5 kV |  | Forrester Solar | 61670 | Withdrawn
PJM | AE2-085 | 2019-02-22 | Solar PV + Storage | 5 | New Jersey | Burlington | Withdrawn | Public Service Electric and Gas Company (PSE&G) | Southampton 13.2 kV | Southampton (SubstationID: 55996) | Burlington - AE2-085 | 61729 | Document Posted
PJM | AE2-086 | 2019-02-22 | Solar PV | 4 | New Jersey | Warren | Withdrawn | Jersey Central Power & Light | Reeder Road Solar 12.47 kV | Reeder Street (SubstationID: 55354) | Reeder Road Solar | 61685 | Withdrawn
PJM | AE2-087 | 2019-02-22 | Solar PV + Storage | 4.5 | New Jersey | Cumberland | Withdrawn | Atlantic City Electric | Carlls Corner 12 kV | Carlls Corner (SubstationID: 16696) | Cumberland - AE2-087 | 61695 | Document Posted
PJM | AE2-088 | 2019-02-22 | Solar PV + Storage | 2.5 | New Jersey | Gloucester | Withdrawn | Atlantic City Electric | Clayton 12 kV | Clayton (SubstationID: 24501) | Gloucester - AE2-088 | 61697 | Document Posted
PJM | AE2-089 | 2019-02-22 | Solar PV | 155 | Indiana | Jay | Active | American Electric Power (AEP) | Pennville-Adams 138 kV | Adams (SubstationID: 28806) - Pennville (SubstationID: 56770) | Jay - AE2-089 | 61677 | Document Posted | Document Posted | In Progress
PJM | AE2-090 | 2019-02-22 | Solar PV | 144 | Indiana | Randolph | Withdrawn | American Electric Power (AEP) | Randolph-Hodgin 138 kV | Hodgin (SubstationID: 56768) - Randolph (SubstationID: 32349) | Randolph - AE2-090 | 61700 | Document Posted | Document Posted
PJM | AE2-092 | 2019-02-25 | Solar PV | 138 | Virginia | Albemarle | Active | Dominion | Kidds Store-Sherwood 115 kV | Kidds Store DP 115 (SubstationID: 12734) - Sherwood (SubstationID: 717) | Albemarle - AE2-092 | 61795 | Document Posted | Document Posted | In Progress
PJM | AE2-093 | 2019-02-26 | Solar PV | 44 | Maryland | Talbot | Active | Delmarva Power & Light Company | Easton-Steele 138 kV | Easton (SubstationID: 25923) - Steele (SubstationID: 21668) | Crockett Solar I | 61684 | Document Posted | Document Posted | In Progress
PJM | AE2-094 | 2019-02-26 | Solar PV + Storage | 300 | Virginia | Sussex | Active | Dominion | Carson-Rogers Road 500 kV | Carson (SubstationID: 14134) - Rogers Road (SubstationID: 21996) | Cassius Blue Solar | 61832 | Document Posted | Document Posted | In Progress
PJM | AE2-119 | 2019-02-28 | Solar PV | 20 |  | N/a | Withdrawn | Pennsylvania Electric Company (Penelec) | Shawville-Phillipsburg 34.5 kV | Philipsburg (SubstationID: 19491) - Shawville (SubstationID: 12622) | Clearfield - AE2-119 | 61837 | Document Posted | Withdrawn
PJM | AE2-120 | 2019-02-28 | Solar PV | 20 | Pennsylvania | Centre | Active | Allegheny Power | Graymont-Zion 46 kV | Nittany (SubstationID: 55534) | CE-Shady Farm | 61731 | Document Posted | Document Posted | In Progress
PJM | AE2-121 | 2019-02-28 | Solar PV | 10.6 | Pennsylvania | Centre | Active | Allegheny Power | Milesburg-Tanney Junction 46 kV | Milesburg (SubstationID: 38347) | Centre - AE2-121 | 61732 | Document Posted | Document Posted | In Progress
PJM | AE2-122 | 2019-02-28 | Wind - Offshore | 800.1 | Virginia | City Of Virginia Beach | Active | Dominion | Birdneck-Landstown 230 kV | Birdneck (SubstationID: 38204) - Landstown (SubstationID: 577) | City of Virginia Beach - AE2-122 | 61816 | Document Posted | Document Posted | In Progress
PJM | AE2-123 | 2019-02-28 | Wind - Offshore | 800.1 | Virginia | City Of Virginia Beach | Active | Dominion | Birdneck-Landstown 230 kV | Birdneck (SubstationID: 38204) - Landstown (SubstationID: 577) | City of Virginia Beach - AE2-123 | 61817 | Document Posted | Document Posted | In Progress
PJM | AE2-124 | 2019-02-28 | Wind - Offshore | 800.1 | Virginia | City Of Virginia Beach | Active | Dominion | Landstown 230 kV | Landstown (SubstationID: 577) | City of Virginia Beach - AE2-124 | 61771 | Document Posted | Document Posted | In Progress
PJM | AE2-125 | 2019-02-28 | Solar PV | 13.8 | Pennsylvania | Westmoreland | Suspended | Allegheny Power | Stahlstown-Ligonier 25 kV | Donegal (SubstationID: 19490) - Ligonier (Major) (SubstationID: 48618) | AL Spring Solar | 61849 | Document Posted | Document Posted | Not Required | Wholesale Market Participation Agreement | Not Required
PJM | AE2-126 | 2019-02-28 | Solar PV | 20 | Pennsylvania | Clearfield | Suspended | Pennsylvania Electric Company (Penelec) | Dubois-Curwensville 34.5 kV | Dubois (SubstationID: 55322) | UN-Viaduct | 61838 | Document Posted | Document Posted | Not Required | Document Posted | Document Posted
PJM | AE2-127 | 2019-02-28 | Solar PV | 20 | Pennsylvania | Centre | Withdrawn | Allegheny Power | Milesburg-Moshannon 230 kV | Milesburg (SubstationID: 38347) - Moshannon (SubstationID: 21224) | Centre - AE2-127 | 61845 | Withdrawn
PJM | AE2-128 | 2019-02-28 | Solar PV | 20 | Pennsylvania | Clearfield | Withdrawn | Pennsylvania Electric Company (Penelec) | Milesburg-Moshannon 230 kV | Milesburg (SubstationID: 38347) - Moshannon (SubstationID: 21224) | Clearfield - AE2-128 | 61839 | Withdrawn
PJM | AE2-129 | 2019-02-28 | Solar PV | 20 | Pennsylvania | Clearfield | Engineering And Procurement | Pennsylvania Electric Company (Penelec) | Philipsburg-Clarence 34.5 kV | Philipsburg (SubstationID: 19491) | Philipsburg-Clarence 34.5 kV | 61840 | Document Posted | Document Posted | Not Required | Wholesale Market Participation Agreement | Not Required
PJM | AE2-130 | 2019-02-28 | Solar PV + Storage | 800 | Indiana | Spencer | Active | American Electric Power (AEP) | Rockport 765 kV | Rockport (SubstationID: 1246) | Spencer - AE2-130 | 61859 | Document Posted | Document Posted | In Progress
PJM | AE2-131 | 2019-02-28 | Solar PV | 20 | Pennsylvania | Westmoreland | Suspended | Pennsylvania Electric Company (Penelec) | Philipsburg-Karthaus 34.5 | Philipsburg (SubstationID: 19491) | UN-Kylertown | 61850 | Document Posted | Document Posted | Not Required | Document Posted | Document Posted
PJM | AE2-133 | 2019-02-28 | Solar PV | 20 | Pennsylvania | Snyder | Active | PPL Electric Utilities | Penns Tap-Richfield Tie 69 kV | Penns - Snyder County (SubstationID: 39648) - Richfield (SubstationID: 40589) | Snyder - AE2-133 | 61858 | Document Posted | Document Posted | In Progress
PJM | AE2-095 | 2019-02-28 | Solar PV + Storage | 2.2 | New Jersey | Mercer | Withdrawn | Public Service Electric and Gas Company (PSE&G) | Hopewell 26 kV | Hopewell (SubstationID: 55681) | Mercer - AE2-095 | 61735 | Withdrawn
PJM | AE2-096 | 2019-02-28 | Solar PV | 2.8 | New Jersey | Hunterdon | Withdrawn | Jersey Central Power & Light | East Flemington-Frenchtown Solar 34.5 kV | Frenchtown (SubstationID: 19580) | Hunterdon - AE2-096 | 61698 | Document Posted
PJM | AE2-097 | 2019-02-28 | Solar PV | 2 | New Jersey | Burlington | Withdrawn | Public Service Electric and Gas Company (PSE&G) | Levittown 13.2 kV | Levittown (SubstationID: 14081) | Burlington - AE2-097 | 61730 | Document Posted | Document Posted
PJM | AE2-098 | 2019-02-28 | Solar PV | 1.9 | New Jersey | Warren | Withdrawn | Jersey Central Power & Light | Belvidere Solar 12 kV | Belvidere (SubstationID: 25271) | Warren - AE2-098 | 61702 | Withdrawn
PJM | AE2-099 | 2019-02-28 | Solar PV + Storage | 2.8 | New Jersey | Burlington | Withdrawn | Public Service Electric and Gas Company (PSE&G) | Burlington 13.2 kV | Darlington (SubstationID: 20030) | Burlington - AE2-099 | 61675 | Withdrawn
PJM | AE2-100 | 2019-02-28 | Solar PV | 2.3 | New Jersey | Bergen | Withdrawn | Public Service Electric and Gas Company (PSE&G) | Carlstadt 13.2 kV | Carlstadt (SubstationID: 28725) | Bergen - AE2-100 | 61728 | Document Posted | Document Posted
PJM | AE2-101 | 2019-02-28 | Solar PV | 4 | New Jersey | Gloucester | Withdrawn | Atlantic City Electric | Nortonville 12 kV | Nortonville (SubstationID: 24536) | Gloucester - AE2-101 | 61819 | Document Posted
PJM | AE2-102 | 2019-02-28 | Solar PV + Storage | 5 | New Jersey | Burlington | Withdrawn | Public Service Electric and Gas Company (PSE&G) | Columbus 13 kV | Columbus (SubstationID: 55910) | Burlington - AE2-102 | 61676 | Withdrawn
PJM | AE2-103 | 2019-02-28 | Solar PV | 3 | New Jersey | Ocean | Withdrawn | Jersey Central Power & Light | Cookstown-Van Hiseville Solar 34.5 kV | Cookstown (SubstationID: 19555) - Van Hiseville (SubstationID: 13432) | Ocean - AE2-103 | 61737 | Withdrawn
PJM | AE2-104 | 2019-02-28 | Solar PV | 49 | Virginia | City Of Suffolk | Active | Dominion | Suffolk 115 kV | Suffolk (SubstationID: 1374) | Switchgrass Solar I | 61828 | Document Posted | Document Posted | In Progress
PJM | AE2-105 | 2019-02-28 | Solar PV | 3.5 | New Jersey | Sussex | Withdrawn | Jersey Central Power & Light | Kittatinny-Newton Solar 34.5 kV | Kittatinny (SubstationID: 19579) - Newton (SubstationID: 42004) | Sussex - AE2-105 | 61701 | Document Posted
PJM | AE2-106 | 2019-02-28 | Solar PV + Storage | 4.9 | New Jersey | Cumberland | Withdrawn | Atlantic City Electric | Carlls Corner 12 kV | Carlls Corner (SubstationID: 16696) | Cumberland - AE2-106 | 61696 | Document Posted
PJM | AE2-107 | 2019-02-28 | Solar PV | 90 | Illinois | Dekalb | Active | ComEd (Commonwealth Edison) | Haumesser Road 138 kV | Haumesser Road (SubstationID: 21242) - West Dekalb (SubstationID: 25397) | DeKalb - AE2-107 | 62016 | Document Posted | Document Posted | In Progress
PJM | AE2-108 | 2019-02-28 | Solar PV | 20 | Virginia | Hanover | Withdrawn | Dominion | Kings Dominion DP 115 kV | Kings Dominion (SubstationID: 21168) | Hanover - AE2-108 | 61797 | Document Posted | Document Posted
PJM | AE2-109 | 2019-02-28 | Solar PV | 7 | Virginia | Hanover | Withdrawn | Dominion | Kings Dominion DP 115 kV | Kings Dominion (SubstationID: 21168) | Hanover - AE2-109 | 61733 | Document Posted | Document Posted
PJM | AE2-110 | 2019-02-28 | Solar PV | 20 | Pennsylvania | Columbia | Active | PPL Electric Utilities | Columbia-West Bloomsburg 69 kV | Columbia (SubstationID: 39719) - West Bloomsburg - Columbia County (SubstationID: 36963) | Columbia - AE2-110 | 61818 | Document Posted | Document Posted | In Progress
PJM | AE2-111 | 2019-02-28 | Solar PV | 20 | Pennsylvania | Snyder | Active | PPL Electric Utilities | Beavertown Tap-Beavertown Weaving Tap 69kV | Beavertown - Snyder County (SubstationID: 38073) - Beavertown Weaving (SubstationID: 56672) | Snyder - AE2-111 | 61831 | Document Posted | Document Posted | In Progress
PJM | AE2-112 | 2019-02-28 | Solar PV | 66 | Maryland | Queen Anne's | Active | Delmarva Power & Light Company | Carville 138 kV | Carville (SubstationID: 42804) | Concho Solar I | 56254 | Document Posted | Document Posted | In Progress
PJM | AE2-113 | 2019-02-28 | Solar PV | 120 | Pennsylvania | Mckean | Active | Allegheny Power | Farmers Valley-Ridgeway 115 kV | Farmers Valley (SubstationID: 21228) - Ridgeway (SubstationID: 56521) | McKean - AE2-113 | 61699 | Document Posted | Document Posted | In Progress
PJM | AE2-114 | 2019-02-28 | Solar PV | 17.1 | Pennsylvania | Beaver | Engineering And Procurement | Duquesne Light Company (DLC) | Midland 23 kV I | Midland (SubstationID: 28042) | BE-PINE 1 Cain Road | 61811 | Document Posted | Document Posted | Not Required | Wholesale Market Participation Agreement | Not Required
PJM | AE2-115 | 2019-02-28 | Solar PV | 17.1 | Pennsylvania | Beaver | Engineering And Procurement | Duquesne Light Company (DLC) | Midland 23 kV II | Midland (SubstationID: 28042) | BE-PINE 2 Dam Road | 61812 | Document Posted | Document Posted | Not Required | Wholesale Market Participation Agreement | Not Required
PJM | AE2-116 | 2019-02-28 | Solar PV | 20 |  | N/a | Withdrawn | Duquesne Light Company (DLC) | Midland 23 kV III | Midland (SubstationID: 31550) | Beaver - AE2-116 | 61813 | Document Posted | Document Posted | Not Required | Withdrawn | Not Required
PJM | AE2-117 | 2019-02-28 | Solar PV | 20 | Pennsylvania | Huntingdon | Active | Pennsylvania Electric Company (Penelec) | ABW Tap-Alexandria 46 kV | Williamsburg (SubstationID: 56769) | HU Logging | 61843 | Document Posted | Document Posted | In Progress
PJM | AE2-118 | 2019-02-28 | Solar PV | 20 | Pennsylvania | Huntingdon | Active | Pennsylvania Electric Company (Penelec) | ABW Tap-Williamsburg 46 kV | Williamsburg (SubstationID: 56769) | Huntingdon - AE2-118 | 61844 | Document Posted | Document Posted | In Progress
PJM | AE2-152 | 2019-03-04 | Solar PV | 150 | Illinois | Kankakee | Active | ComEd (Commonwealth Edison) | Loretto-Wilton & Braidwood-Davis Creek | Braidwood-J69 (SubstationID: 51875) - Davis Creek (SubstationID: 21194) - Loretto (SubstationID: 19904) - Wilton Center (SubstationID: 17683) | Kankakee - AE2-152 | 62210 | Document Posted | In Progress
PJM | AE2-134 | 2019-03-04 | Solar PV | 62.5 | Virginia | Orange | Engineering And Procurement | Dominion | Locust Grove-Paytes 115 kV | Locust (SubstationID: 26488) - Locust D.P. (SubstationID: 56146) - Paytes D.P. (SubstationID: 43179) | Pine Glade Solar | 50137 | Document Posted | Document Posted | Not Required | Document Posted | Document Posted
PJM | AE2-136 | 2019-03-06 | Solar PV + Storage | 114 | Ohio | Fairfield | Active | American Electric Power (AEP) | Muskingum River-W. Millersport 345 kV | Millersport (SubstationID: 47074) - Muskingum River (SubstationID: 17531) - West Millersport (SubstationID: 37007) | Eastern Cottontail Solar II | 61985 | Document Posted | Document Posted | In Progress
PJM | AE2-138 | 2019-03-08 | Solar PV + Storage | 260 | Kentucky | Clark | Active | East Kentucky Power Cooperative | Avon-North Clark 345 kV | Avon (SubstationID: 56078) - North Clark (SubstationID: 55539) | Clark - AE2-138 | 61982 | Document Posted | Document Posted | In Progress
PJM | AE2-139 | 2019-03-08 | Solar PV | 100.5 | Pennsylvania | Mckean | Active | Pennsylvania Electric Company (Penelec) | East Towanda-Grover 230 kV | East Towanda (SubstationID: 1421) - Grover (SubstationID: 19522) - South Troy (SubstationID: 21052) | McKean - AE2-139 | 61800 | Document Posted
PJM | AE2-140 | 2019-03-11 | Solar PV | 201.1 | Virginia | Henry | Active | American Electric Power (AEP) | Axton-Danville 138 kV | Axton (SubstationID: 14127) - Danville (SubstationID: 23874) | Axton Solar | 61856 | Document Posted | Document Posted | In Progress
PJM | AE2-141 | 2019-03-11 | Solar PV | 3 | New Jersey | Burlington | Withdrawn | Atlantic City Electric | Tabernacle 12 kV | Tabernacle (SubstationID: 24546) | Burlington - AE2-141 | 61827 | Document Posted
PJM | AE2-142 | 2019-03-11 | Solar PV | 4 | New Jersey | Warren | Withdrawn | Jersey Central Power & Light | Glen Gardner-Washington Solar 34.5 kV | Glen Gardner (SubstationID: 18639) - Washington (SubstationID: 19561) | Hunterdon - AE2-142 | 61821 | Document Posted
PJM | AE2-143 | 2019-03-11 | Solar PV + Storage | 3.9 | New Jersey | Burlington | Withdrawn | Public Service Electric and Gas Company (PSE&G) | Yardville 13.2 kV | Yardville (SubstationID: 46956) | Burlington - AE2-143 | 61855 | Document Posted | Document Posted
PJM | AE2-144 | 2019-03-11 | Solar PV + Storage | 4 | New Jersey | Gloucester | Withdrawn | Public Service Electric and Gas Company (PSE&G) | Deptford 13.2 kV | Deptford (SubstationID: 13758) | Gloucester - AE2-144 | 61820 | Document Posted | Document Posted
PJM | AE2-145 | 2019-03-11 | Solar PV + Storage | 2.5 | New Jersey | Burlington | Withdrawn | Atlantic City Electric | Tabernacle 12 kV | Tabernacle (SubstationID: 24546) | Burlington - AE2-145 | 61815 | Withdrawn
PJM | AE2-146 | 2019-03-11 | Solar PV | 183 | Pennsylvania | Potter | Withdrawn | Pennsylvania Electric Company (Penelec) | Gold 115 kV | Gold (SubstationID: 20031) | Potter - AE2-146 | 62034 | Document Posted
PJM | AE2-147 | 2019-03-13 | Solar PV | 150 | North Carolina | Perquimans | Active | Dominion | Swamp 230 kV | Swamp (SubstationID: 41342) | Perquimans - AE2-147 | 61846 | Document Posted | Document Posted | In Progress
PJM | AE2-271 | 2019-03-13 | Solar PV | 101.6 | Pennsylvania | Montour | Active | PPL Electric Utilities | Montour 230 kV | Montour (PPL) (SubstationID: 20048) | Montour Solar One | 61990 | Document Posted | Document Posted | In Progress
PJM | AE2-279 | 2019-03-13 | Solar PV | 44 | Pennsylvania | Adams | Withdrawn | Metropolitan Edison Company | Oxford 115 kV | Oxford (SubstationID: 21145) | Adams - AE2-279 | 62002 | Document Posted
PJM | AE2-344 | 2019-03-13 | Solar PV | 116.5 | Pennsylvania | Crawford | Active | Pennsylvania Electric Company (Penelec) | Edinboro South-Venango Junction 115 kV | Edinboro South (SubstationID: 55326) - Venango Junction (SubstationID: 56782) | Edinboro Solar Project (AKA PD Solar 3) | 62202 | Document Posted | Document Posted | In Progress
PJM | AE2-345 | 2019-03-13 | Solar PV | 97.5 | Pennsylvania | Adams | Active | Metropolitan Edison Company | Hunterstown-Texas Eastern Tap 115 kV | Hunterstown (SubstationID: 54813) - Texas Eastern 5 (SubstationID: 47361) | Hunterstown Solar Project | 62196 | Document Posted | Document Posted | In Progress
PJM | AE2-149 | 2019-03-14 | Solar PV + Storage | 400 | Ohio | Pickaway | Active | American Electric Power (AEP) | Biers Run-Bixby 345 kV | Biers Run (SubstationID: 19404) - Bixby (SubstationID: 21014) | Chipmunk Solar | 62033 | Document Posted | Document Posted | In Progress
PJM | AE2-150 | 2019-03-14 | Solar PV + Storage | 75 | Virginia | Sussex | Active | Dominion | Bakers Pond-Bell Ave 115 kV | Bakers Pond (SubstationID: 42495) - Bell Avenue (SubstationID: 55624) | Cabin Point Solar Center | 59913 | Document Posted | Document Posted | In Progress
PJM | AE2-151 | 2019-03-14 | Solar PV | 10 | North Carolina | Hertford | Withdrawn | Dominion | Earleys 34.5kV | Earleys (SubstationID: 42619) | Hertford Solar (FKA Kruger Energy Hertford) | 61830 | Document Posted | Document Posted | Not Required | Wholesale Market Participation Agreement | Not Required
PJM | AE2-153 | 2019-03-14 | Wind | 200 | Illinois | Kankakee | Active | ComEd (Commonwealth Edison) | Braidwood-Davis Creek | Braidwood Generating Station (SubstationID: 16870) - Davis Creek (SubstationID: 21194) | Heritage Prairie Wind | 62024 | Document Posted | Document Posted | In Progress
PJM | AE2-154 | 2019-03-14 | Wind | 250 | Indiana | White | Active | American Electric Power (AEP) | Meadow Lake 345 kV (MLV VIII) | Meadow Lake (SubstationID: 19727) | Meadow Lake VIII | 61833 | Document Posted | Document Posted | In Progress
PJM | AE2-155 | 2019-03-15 | Solar PV | 25 | Virginia | Hanover | In Service | Dominion | Old Church 34.5 kV | Old Church (SubstationID: 696) | Mechanicsville Solar (FKA Hanover Solar) | 48256 | Document Posted | Document Posted | Not Required | Document Posted | Not Required
PJM | AE2-157 | 2019-03-15 | Solar PV | 100 | Virginia | Sussex | Withdrawn | Dominion | WakefieldñWaverly 115 kV | Wakefield (SubstationID: 36278) - Waverly #2 (SubstationID: 42633) - Waverly (SubstationID: 36366) | Sussex - AE2-157 | 62217 | Document Posted | Document Posted
PJM | AE2-161 | 2019-03-15 | Solar PV | 4 | New Jersey | Warren | Withdrawn | Jersey Central Power & Light | Morris Park-Washington 34.5 kV | Morris Park (SubstationID: 42637) - Washington (SubstationID: 19561) | Warren - AE2-161 | 61897 | Withdrawn
PJM | AE2-162 | 2019-03-15 | Solar PV + Storage | 3.8 | New Jersey | Burlington | Withdrawn | Public Service Electric and Gas Company (PSE&G) | Lumberton 13.2 kV | Lumberton (SubstationID: 31308) | Burlington - AE2-162 | 61884 | Withdrawn
PJM | AE2-163 | 2019-03-15 | Solar PV | 1 | New Jersey | Essex | Withdrawn | Public Service Electric and Gas Company (PSE&G) | West Caldwell 13.2 kV | West Caldwell (SubstationID: 13955) | Essex - AE2-163 | 62017 | Document Posted | Document Posted
PJM | AE2-164 | 2019-03-15 | Solar PV | 1.4 | New Jersey | Bergen | Withdrawn | Public Service Electric and Gas Company (PSE&G) | Saddle Brook 13.2 kV | Saddle Brook (SubstationID: 13951) | Bergen - AE2-164 | 62003 | Document Posted | Document Posted
PJM | AE2-165 | 2019-03-15 | Solar PV | 2.6 | New Jersey | Passaic | Withdrawn | Public Service Electric and Gas Company (PSE&G) | Cedar Grove 13.2 kV | Cedar Grove Switch (SubstationID: 39199) | Passaic - AE2-165 | 62032 | Document Posted | Document Posted
PJM | AE2-166 | 2019-03-15 | Solar PV | 90 | Virginia | Henry | Active | American Electric Power (AEP) | Stockton 138 kV | Stockton (SubstationID: 23987) | Bright Leaf Solar | 61829 | Document Posted | Document Posted | In Progress
PJM | AE2-174 | 2019-03-18 | Wind | 198 | Ohio | Seneca | Active | American Electric Power (AEP) | Seneca 138 kV | Seneca Caverns - Riverton (SubstationID: 32640) | Seneca - AE2-174 | 62035 | Document Posted | In Progress
PJM | AE2-175 | 2019-03-18 | Solar PV | 80 | Pennsylvania | Monroe | Active | PPL Electric Utilities | Jackson-Long Pond 69 kV | Jackson (SubstationID: 19402) - Long Pond - Monroe County (SubstationID: 37369) | Swiftwater Solar | 62087 | Document Posted | Document Posted | In Progress
PJM | AE2-176 | 2019-03-18 | Solar PV | 125 | Ohio | Erie | Active | American Transmission Systems, Inc. (ATSI) | Groton 138 kV Solar | Groton (SubstationID: 41220) | Wheatsborough Solar (AKA Bedrock Solar) | 64193 | Document Posted | Document Posted | In Progress
PJM | AE2-177 | 2019-03-18 | Solar PV | 165 | Pennsylvania | Elk | Withdrawn | Allegheny Power | Squabb SVC 230 kV | Squab Hollow (SubstationID: 21217) | Elk - AE2-177 | 62204 | Withdrawn
PJM | AE2-178 | 2019-03-18 | Solar PV | 62 | Pennsylvania | Crawford | Withdrawn | Pennsylvania Electric Company (Penelec) | Wayne 115 kV | Wayne (Crawford) (SubstationID: 47350) | Crawford - AE2-178 | 62201 | Withdrawn
PJM | AE2-179 | 2019-03-18 | Solar PV | 78 | Ohio | Pike | Withdrawn | OVEC | Lick-Waverly 115kV | Lick (SubstationID: 37284) - Waverly (SubstationID: 36365) | Pike - AE2-179 | 62080 | Withdrawn
PJM | AE2-180 | 2019-03-18 | Solar PV | 79 | Ohio | Madison | Withdrawn | American Transmission Systems, Inc. (ATSI) | Beatty-London 138 kV III | Beatty (SubstationID: 14020) - London (SubstationID: 13941) | Madison - AE2-180 | 62026 | Document Posted
PJM | AE2-181 | 2019-03-18 | Solar PV | 49 | Ohio | Williams | Active | American Transmission Systems, Inc. (ATSI) | Snyder 69kV | Snyder (SubstationID: 56008) | Montpelier Solar | 62038 | Document Posted | Document Posted | In Progress
PJM | AE2-182 | 2019-03-18 | Solar PV | 122 | Virginia | Mecklenburg | Active | Dominion | Briery-Clover 230 kV | Briery D.P. (SubstationID: 56784) - Clover (SubstationID: 14128) | 7 Bridges Solar | 54615 | Document Posted | Document Posted | In Progress
PJM | AE2-185 | 2019-03-18 | Solar PV + Storage | 60 | Virginia | Campbell | Active | Dominion | Gladys DP-Stonemill Switching Station 69 kV | Gladys D.P. (SubstationID: 56735) - Stonemill Switching Station (SubstationID: 56773) | Pigeon Run Solar | 62085 | Document Posted | Document Posted | In Progress
PJM | AE2-186 | 2019-03-18 | Solar PV | 60 | Virginia | Fauquier | Withdrawn | Dominion | Brandy DP-Remington 115 kV | Brandy DP (SubstationID: 55637) - Remington (SubstationID: 629) | Fauquier - AE2-186 | 62086 | Withdrawn
PJM | AE2-187 | 2019-03-18 | Solar PV + Storage | 60 | Virginia | Pittsylvania | Active | Dominion | Shockoe DP-Chatham 69 kV | Chatham (SubstationID: 39269) - Shockoe (SubstationID: 34590) - Shockoe D.P. (SubstationID: 56774) | Pittsylvania - AE2-187 | 62089 | Document Posted | Document Posted | In Progress
PJM | AE2-189 | 2019-03-18 | Solar PV | 42 | Pennsylvania | Butler | Withdrawn | Allegheny Power | Housenville 138 kV | Houseville (SubstationID: 35888) | Butler - AE2-189 | 61908 | Document Posted
PJM | AE2-190 | 2019-03-18 | Solar PV | 70 | Virginia | Fauquier | Active | Dominion | Elk Run D.P.-Gainesville 230 kV | Elk Run D.P. (SubstationID: 56669) - Gainesville (SubstationID: 628) | Alameda Solar I | 61887 | Document Posted | Document Posted | In Progress
PJM | AE2-191 | 2019-03-18 | Solar PV | 52 | Pennsylvania | Butler | Active | Allegheny Power | Saxonburg 138 kV | Saxonburg (SubstationID: 34189) | Butler - AE2-191 | 61909 | Document Posted | Document Posted | In Progress
PJM | AE2-192 | 2019-03-18 | Solar PV | 65 | Pennsylvania | Adams | Active | Metropolitan Edison Company | Orrtanna 115 kV | Orrtanna (SubstationID: 17047) | Adams - AE2-192 | 61836 | Document Posted | Document Posted | In Progress
PJM | AE2-193 | 2019-03-18 | Solar PV | 120 | Pennsylvania | Mercer | Active | American Transmission Systems, Inc. (ATSI) | Shenango 138 kV | Shenango (SubstationID: 47366) | Mercer - AE2-193 | 62029 | Document Posted | Document Posted | In Progress
PJM | AE2-194 | 2019-03-18 | Solar PV | 145 | Ohio | Columbiana | Active | American Transmission Systems, Inc. (ATSI) | Congress-Toronto 138 kV | Congress (SubstationID: 47174) - Toronto (SubstationID: 35753) | Kensington PV I | 61841 | Document Posted | Document Posted | In Progress
PJM | AE2-195 | 2019-03-18 | Solar PV | 19.7 | Ohio | Stark | Active | American Electric Power (AEP) | East Canton-Robertsville 69 kV | East Canton (SubstationID: 33753) - Robertsville (SubstationID: 56783) | Robertsville PV I | 61847 | Document Posted | Document Posted | In Progress
PJM | AE2-196 | 2019-03-19 | Solar PV | 94.6 | Virginia | Wythe | Withdrawn | American Electric Power (AEP) | Mt. Airy-Wythe 138 kV | Mount Airy (SubstationID: 23932) - Wythe (SubstationID: 13362) | Wythe - AE2-196 | 61899 | Document Posted | Document Posted
PJM | AE2-197 | 2019-03-19 | Solar PV | 5 | New Jersey | Hunterdon | Withdrawn | Jersey Central Power & Light |  |  | Hunterdon - AE2-197 | 62075 | Withdrawn
PJM | AE2-205 | 2019-03-19 | Solar PV | 78 | New Jersey | Cumberland | Withdrawn | Atlantic City Electric | Cumberland 230 kV | Cumberland (SubstationID: 11685) | Buckshutem Solar II | 61886 | Document Posted | Document Posted
PJM | AE2-206 | 2019-03-19 | Solar PV | 99 | Ohio | Champaign | Active | Dayton Power & Light (DPL) | East Sidney-Quincy 138 kV | East Sidney (SubstationID: 56128) - Quincy (SubstationID: 40191) - Sidney (SubstationID: 21038) | Clearview Solar I | 62009 | Document Posted | Document Posted | In Progress
PJM | AE2-202 | 2019-03-19 | Solar PV | 3.9 | New Jersey | Hunterdon | Withdrawn | Jersey Central Power & Light |  |  | Hunterdon - AE2-202 | 62077 | Withdrawn
PJM | AE2-204 | 2019-03-19 | Solar PV | 19.3 | Ohio | Stark | Active | American Electric Power (AEP) | Bolivar 34.5 kV | Bolivar (SubstationID: 38274) | Bolivar PV I | 61848 | Document Posted | Document Posted | In Progress
PJM | AE2-201 | 2019-03-19 | Solar PV | 5 | New Jersey | Hunterdon | Withdrawn | Jersey Central Power & Light |  |  | Hunterdon - AE2-201 | 62076 | Withdrawn
PJM | AE2-203 | 2019-03-19 | Solar PV | 4.4 | New Jersey | Warren | Withdrawn | Jersey Central Power & Light |  |  | Warren - AE2-203 | 62084 | Withdrawn
PJM | AE2-209 | 2019-03-20 | Solar PV | 56 | Maryland | Dorchester | Withdrawn | Delmarva Power & Light Company | Airey 69 kV | Airey (SubstationID: 19848) - Golden Hill (SubstationID: 56645) | Dorchester - AE2-209 | 61842 | Document Posted | Document Posted
PJM | AE2-210 | 2019-03-20 | Solar PV + Storage | 90 | Kentucky | Clark | Active | East Kentucky Power Cooperative | Avon-North Clark 345 kV | Avon (SubstationID: 56078) - North Clark (SubstationID: 55539) | Gray Kingbird Solar | 61913 | Document Posted | Document Posted | In Progress
PJM | AE2-211 | 2019-03-20 | Solar PV | 55 | Pennsylvania | York | Active | Metropolitan Edison Company | Jackson-Three Mile Island 230 kV | Jackson - York County (SubstationID: 56775) - Jackson (SubstationID: 19402) - Three Mile Island (SubstationID: 16886) | Dover Solar I | 61995 | Document Posted | Document Posted | In Progress
PJM | AE2-212 | 2019-03-20 | Solar PV | 20 | Virginia | Chesterfield | Active | Dominion | Harrowgate 34 kV | Harrowgate (SubstationID: 35410) | Chesterfield - AE2-212/AF2-258 | 61885 | Document Posted | Document Posted | In Progress
PJM | AE2-213 | 2019-03-20 | Solar PV + Storage | 3.2 | New Jersey | Gloucester | Withdrawn | Public Service Electric and Gas Company (PSE&G) | Thorofare 13.2 kV | Thorofare (SubstationID: 13757) | Gloucester - AE2-213 | 61986 | Document Posted | Document Posted
PJM | AE2-214 | 2019-03-21 | Solar PV | 200 | Ohio | Franklin | Active | American Electric Power (AEP) | Cole 345 kV | Cole (SubstationID: 41233) | Pleasant Prairie Solar Energy Center (FKA Darby Creek Solar Energy Center) | 61894 | Document Posted | Document Posted | In Progress
PJM | AE2-215 | 2019-03-21 | Solar PV | 60 | Pennsylvania | Perry | Withdrawn | Pennsylvania Electric Company (Penelec) | Blaine 115 kV | Blain (SubstationID: 55908) | Perry - AE2-215 | 61857 | Document Posted | Document Posted
PJM | AE2-217 | 2019-03-21 | Solar PV | 180 | Ohio | Clark | Active | American Transmission Systems, Inc. (ATSI) | East Springfield-London 138 kV | East Springfield (SubstationID: 13940) - London (SubstationID: 13941) | Clark - AE2-217 | 62011 | Document Posted | Document Posted | In Progress
PJM | AE2-218 | 2019-03-21 | Solar PV | 178 | Ohio | Miami | Active | Dayton Power & Light (DPL) | Eldean 138 kV | Eldean (SubstationID: 21126) | Miami - AE2-218 | 62031 | Document Posted | Document Posted | In Progress
PJM | AE2-219 | 2019-03-21 | Solar PV | 100 | Indiana | Randolph | Active | American Electric Power (AEP) | Bluff Point-Randolph 138 kV | Bluff Point (SubstationID: 29192) - Randolph (SubstationID: 32349) | Riverstart Solar Park V | 61895 | Document Posted | Document Posted | In Progress
PJM | AE2-220 | 2019-03-21 | Solar PV | 125 | Indiana | Randolph | Active | American Electric Power (AEP) | Losantville 345 kV | Losantville (SubstationID: 41340) | Randolph - AE2-220 | 61991 | Document Posted | Document Posted | In Progress
PJM | AE2-221 | 2019-03-21 | Solar PV | 300 | Ohio | Clinton | Active | Dayton Power & Light (DPL) | Clinton-Stuart 345 kV | Clinton (SubstationID: 39386) - Clinton-S. Of Wilmington (SubstationID: 39657) - Stuart (SubstationID: 18252) | Yellow Wood | 62012 | Document Posted | Document Posted | In Progress
PJM | AE2-238 | 2019-03-21 | Solar PV | 8 | Delaware | New Castle | Withdrawn | Delmarva Power & Light Company | Reybold 12 kV | Reybold Sub-Red Lion Hd (SubstationID: 25945) | New Castle - AE2-238 | 62088 | Document Posted
PJM | AE2-241 | 2019-03-22 | Solar PV | 20 | Pennsylvania | Columbia | Active | PPL Electric Utilities | Bloomsburg-Columbia 69 kV | Bloomsburg - Columbia County (SubstationID: 38248) - Columbia (SubstationID: 39719) | Columbia - AE2-241 | 62013 | Document Posted | Document Posted | In Progress
PJM | AE2-242 | 2019-03-22 | Solar PV | 85 | Pennsylvania | Columbia | Withdrawn | PPL Electric Utilities | Bowmanns Mill-Scott 69 kV | Bowmanns Mill (SubstationID: 72845) - Scott - Columbia County (SubstationID: 34213) | Columbia - AE2-242 | 62014 | Document Posted | Withdrawn
PJM | AE2-243 | 2019-03-22 | Wind | 16.5 | Pennsylvania | Wayne | Withdrawn | PPL Electric Utilities | East Carbondale 12.47 kV I | East Carbondale (SubstationID: 19963) | Wayne - AE2-243 | 61993 | Document Posted
PJM | AE2-244 | 2019-03-22 | Wind | 16.5 | Pennsylvania | Wayne | Withdrawn | PPL Electric Utilities | East Carbondale 12.47 kV II | East Carbondale (SubstationID: 19963) | Wayne - AE2-244 | 61994 | Document Posted
PJM | AE2-297 | 2019-03-22 | Solar PV | 152.5 | Indiana | Henry | Active | American Electric Power (AEP) | Madison-Tanners Creek 138 kV | Madison (SubstationID: 42975) - Tanners Creek (SubstationID: 16837) | Bellflower Solar | 62023 | Document Posted | Document Posted | In Progress | Interim Study
PJM | AE2-298 | 2019-03-22 | Solar PV | 50 | Ohio | Van Wert | Active | American Electric Power (AEP) | Haviland-Cavett Switch 69 kV | Cavett Switch (SubstationID: 56785) - Haviland (SubstationID: 20320) | Van Wert - AE2-298/AF1-029 | 62037 | Document Posted | Document Posted | In Progress
PJM | AE2-223 | 2019-03-22 | Wind | 150 | Illinois | Mclean | Active | ComEd (Commonwealth Edison) | McLean 345 kV | McLean (SubstationID: 55907) | Bright Stalk II | 61988 | Document Posted | Document Posted | In Progress
PJM | AE2-224 | 2019-03-22 | Solar PV | 100 | Pennsylvania | Cambria | Active | Pennsylvania Electric Company (Penelec) | Bearrock-Johnstown 230 kV | Bearrock (SubstationID: 56692) - Johnstown (SubstationID: 20509) | CPV Maple Hill Solar | 62006 | Document Posted | Document Posted | In Progress
PJM | AE2-225 | 2019-03-22 | Solar PV | 20 | Virginia | City Of Suffolk | Engineering And Procurement | Dominion | Suffolk 34 kV | Suffolk (SubstationID: 1374) | Hosier Road Solar | 61912 | Document Posted | Document Posted | Not Required | Wholesale Market Participation Agreement | Not Required
PJM | AE2-226 | 2019-03-22 | Solar PV | 99 | West Virginia | Jefferson | Active | Allegheny Power | Millville-Old Chapel 138 kV | Millville (SubstationID: 21190) - Old Chapel (SubstationID: 21188) | Jefferson - AE2-226 | 61891 | Document Posted | Document Posted | In Progress
PJM | AE2-227 | 2019-03-22 | Solar PV | 20 | Virginia | Chesterfield | Engineering And Procurement | Dominion | Iron Bridge 34 kV | Iron Bridge (SubstationID: 36001) | Bradley Ridge Solar | 61911 | Document Posted | Document Posted | Not Required | Wholesale Market Participation Agreement | Not Required
PJM | AE2-228 | 2019-03-22 | Solar PV | 20 | Virginia | Chesterfield | Engineering And Procurement | Dominion | Tyler 34 kv | Tyler (SubstationID: 35858) | Bradley Bridge Solar (AE2-228/AF2-256) | 61924 | Document Posted | Document Posted | Not Required | Wholesale Market Participation Agreement | Not Required
PJM | AE2-229 | 2019-03-22 | Solar PV | 15 | Virginia | City Of Suffolk | Engineering And Procurement | Dominion | Suffolk 34 kV | Suffolk (SubstationID: 1374) | Hosier Road Solar II | 61925 | Document Posted | Document Posted | Not Required | Wholesale Market Participation Agreement | Not Required
PJM | AE2-230 | 2019-03-22 | Solar PV | 70 | Virginia | Frederick | Active | Allegheny Power | Bartonsville-Meadow Brook 138 kV | Bartonville (SubstationID: 21183) - Meadow Brook (SubstationID: 677) | Bartonsville Energy Facility | 61888 | Document Posted | Document Posted | In Progress
PJM | AE2-231 | 2019-03-22 | Solar PV | 44 | Virginia | Caroline | Active | Dominion | St. Johns 115 kV | St. Johns (SubstationID: 35125) | Caroline - AE2-231/AF2-300 | 61923 | Document Posted | Document Posted | In Progress
PJM | AE2-232 | 2019-03-22 | Wind | 400 |  | N/a | Withdrawn | Jersey Central Power & Light | Oyster Creek 230 kV II | Oyster Creek (SubstationID: 16881) | Ocean Wind (PJM AE2-232) | 61915 | Document Posted | Document Posted
PJM | AE2-233 | 2019-03-22 | Solar PV | 94 |  | N/a | Withdrawn | Dominion | Carson-Rogers Rd 500 kV | Carson (SubstationID: 14134) - Rogers Road (SubstationID: 21996) | Sussex - AE2-233 | 61896 | Document Posted
PJM | AE2-234 | 2019-03-22 | Solar PV | 35 | Indiana | Huntington | Active | American Electric Power (AEP) | Liberty Center-Buckeye Tap 69 kV | Liberty Center (SubstationID: 41138) - Warren Co Gessie (SubstationID: 27205) | Maple Solar | 61890 | Document Posted | Document Posted | In Progress
PJM | AE2-235 | 2019-03-22 | Solar PV | 60 | Kentucky | Mason | Withdrawn | East Kentucky Power Cooperative | Murphysville-Plumville 69 kV | Murphysville (SubstationID: 62954) - Plumville (SubstationID: 56548) | Mason - AE2-235 | 61892 | Document Posted
PJM | AE2-236 | 2019-03-22 | Solar PV | 55 | Indiana | Whitley | Active | American Electric Power (AEP) | Columbia-Northeast 138 kV | Columbia (SubstationID: 29634) - Northeast (SubstationID: 17813) | Whitley - AE2-236 | 61898 | Document Posted | Document Posted | In Progress
PJM | AE2-222 | 2019-03-22 | Wind - Offshore | 300 | New Jersey | Atlantic | Active | Atlantic City Electric | Higbee 69 kV | Higbee - Atlantic City (SubstationID: 24503) | Ocean Wind (PJM AE2-222) | 61883 | Document Posted | Document Posted | In Progress
PJM | AE2-253 | 2019-03-25 | Solar PV | 100 | North Carolina | Currituck | Engineering And Procurement | Dominion | Hickory-Moyock 230 kV | Hickory (SubstationID: 26428) - Moyock (SubstationID: 42624) | Oak Trail Solar | 62015 | Document Posted | Document Posted | Document Posted | Document Posted | Document Posted
PJM | AE2-245 | 2019-03-25 | Solar PV | 20 | Virginia | Henry | Withdrawn | American Electric Power (AEP) | Stockton 34.5 kV | Axton (SubstationID: 14127) - Stockton (SubstationID: 23987) | Energix Leatherwood (FKA Sol Leatherwood Solar) | 50163 | Document Posted | Document Posted | Withdrawn
PJM | AE2-246 | 2019-03-25 | Solar PV | 50 | Virginia | Mecklenburg | Withdrawn | Dominion | Gretna DP 69 kV | Gretna (SubstationID: 35042) | Mecklenburg - AE2-246 | 61914 | Document Posted
PJM | AE2-247 | 2019-03-25 | Solar PV | 71 | Virginia | Isle Of Wight | Active | Dominion | Myrtle-Windsor 115 kV | Myrtle (SubstationID: 38576) - Windsor Dp (SubstationID: 48268) | Carver Solar I | 61987 | Document Posted | Document Posted | In Progress
PJM | AE2-248 | 2019-03-25 | Solar PV | 16 | Pennsylvania | Centre | Active | Allegheny Power | Fillmore-Thompson Farm 46 kV | Fillmore (SubstationID: 48603) - Thompson Farm (SubstationID: 48646) | CE-Filmore Solar Project | 61910 | Document Posted | Document Posted | In Progress
PJM | AE2-249 | 2019-03-25 | Solar PV | 16.6 | Pennsylvania | Bedford | Suspended | Pennsylvania Electric Company (Penelec) | Bedford North-Pennsylvania Hollow 23 kV | Bedford North (SubstationID: 1407) | BE-ASTOR | 61907 | Document Posted | Document Posted | Not Required | Document Posted | Document Posted
PJM | AE2-278 | 2019-03-26 | Solar PV | 150.7 | Ohio | Champaign | Active | Dayton Power & Light (DPL) | Urbana 138 kV | Urbana (SubstationID: 36166) | PD Solar 7 | 62010 | Document Posted | Document Posted | In Progress
PJM | AE2-250 | 2019-03-26 | Solar PV | 82.5 | Virginia | Greensville | Active | Dominion | Purdy Sw.-Reams 115 kV | Reams (SubstationID: 42632) | Greensville - AE2-250 | 62020 | Document Posted | Document Posted | In Progress
PJM | AE2-251 | 2019-03-26 | Wind - Offshore | 1200 | New Jersey | Monmouth | Active | Atlantic City Electric | Cardiff 230 kV | Cardiff (SubstationID: 19546) | Ocean Wind (PJM AE2-251) | 61989 | Document Posted | Document Posted | In Progress
PJM | AE2-252 | 2019-03-26 | Solar PV | 20 | Pennsylvania | Cumberland | Withdrawn | Metropolitan Edison Company | Gardners-Mountain 115 kV | Gardners (SubstationID: 56599) - Mountain (SubstationID: 17041) | Hunters Run | 61983 | Document Posted | Document Posted
PJM | AE2-254 | 2019-03-26 | Solar PV | 50 | Kentucky | Garrard | Engineering And Procurement | East Kentucky Power Cooperative | Garrard County-Tommy-Gooch 69 kV | Garrard County (SubstationID: 56771) - Tommy Gooch (SubstationID: 56772) | Turkey Creek Solar | 62104 | Document Posted | Document Posted | Document Posted | Document Posted | Document Posted
PJM | AE2-255 | 2019-03-26 | Wind | 400 | Illinois | Woodford | Active | ComEd (Commonwealth Edison) | Molecreek 345 kV | Mole Creek (SubstationID: 55700) | Panther Grove Wind Energy Facility | 62121 | Document Posted | Document Posted | In Progress
PJM | AE2-256 | 2019-03-27 | Solar PV | 70 | Pennsylvania | Lebanon | Active | Metropolitan Edison Company | Copperstone-North Lebanon 230 kV | Copperstone - Dauphin County (SubstationID: 39781) - North Lebanon (SubstationID: 20078) | Lebanon Solar I | 62025 | Document Posted | Document Posted | In Progress
PJM | AE2-257 | 2019-03-27 | Wind - Offshore | 120 | Delaware | Sussex | Active | Delmarva Power & Light Company | Cedar Neck 69 kV | Cedar Neck (SubstationID: 25959) | Skipjack | 49147 | Document Posted | Document Posted | In Progress
PJM | AE2-258 | 2019-03-27 | Solar PV | 49.9 | Virginia | Mecklenburg | Active | Dominion | Chase City 115 kV | Chase City (SubstationID: 21171) | Bluestone Farm Solar | 47699 | Document Posted | Document Posted | In Progress
PJM | AE2-259 | 2019-03-28 | Solar PV | 100 | Virginia | Buckingham | Active | Dominion | Curdsville-Willis Mtn 115 kV | Curdsville (SubstationID: 56053) - Willis Mountain (SubstationID: 56054) | Buckingham - AE2-259 | 62005 | Document Posted | Document Posted | In Progress
PJM | AE2-260 | 2019-03-28 | Solar PV + Storage | 200 | Virginia | Greensville | Active | Dominion | Clubhouse 230 kV | Clubhouse (SubstationID: 39668) | Fresh Air Energy II (Greensville County) | 62021 | Document Posted | Document Posted | In Progress
PJM | AE2-261 | 2019-03-28 | Solar PV | 299 | Illinois | Christian | Active | ComEd (Commonwealth Edison) | Kincaid-Pana | Kincaid (SubstationID: 23162) - Pana (SubstationID: 13986) | Black Diamond Solar Project | 62099 | Document Posted | In Progress
PJM | AE2-262 | 2019-03-28 | Solar PV | 83.6 | Pennsylvania | Centre | Active | Pennsylvania Electric Company (Penelec) | Moshannon-Milesburg 230 kV | Milesburg (SubstationID: 38347) - Moshannon (SubstationID: 21224) | MPG Solar I | 62007 | Document Posted | Document Posted | In Progress
PJM | AE2-263 | 2019-03-28 | Solar PV | 78.4 | Pennsylvania | Centre | Active | Pennsylvania Electric Company (Penelec) | Moshannon-Milesburg 230 kV | Milesburg (SubstationID: 38347) - Moshannon (SubstationID: 21224) | MPG Solar I South | 62008 | Document Posted | Document Posted | In Progress
PJM | AE2-264 | 2019-03-28 | Solar PV | 80 | Pennsylvania | Blair | Active | Pennsylvania Electric Company (Penelec) | Altoona-Raystown 230 kV | Altoona (SubstationID: 47351) - Raystown (SubstationID: 47354) | Blair Solar I | 62004 | Document Posted | Document Posted | In Progress
PJM | AE2-265 | 2019-03-28 | Solar PV + Storage | 150 | Michigan | St. Joseph | Withdrawn | American Electric Power (AEP) | Corey 138 kV | Corey (SubstationID: 21268) | St. Joseph - AE2-265 | 62082 | Withdrawn
PJM | AE2-266 | 2019-03-28 | Solar PV + Storage | 198.9 | Michigan | St. Joseph | Withdrawn | American Electric Power (AEP) | Corey 138kV | Corey (SubstationID: 21268) | St. Joseph - AE2-266 | 62083 | Withdrawn
PJM | AE2-267 | 2019-03-28 | Solar PV | 50 | Ohio | Butler | Active | Duke Energy Kentucky, Inc., Duke Energy Ohio | Woodsdale 345 kV | Woodsdale (SubstationID: 20594) | Butler - AE2-267 | 62139 | Document Posted | Document Posted | In Progress
PJM | AE2-268 | 2019-03-28 | Solar PV | 15 | Virginia | Middlesex | Withdrawn | Dominion | Harmony Village 34 kV | Harmony Village (SubstationID: 35396) | Middlesex - AE2-268 | 62110 | Document Posted | Document Posted | Not Required | Withdrawn | Not Required
PJM | AE2-269 | 2019-03-28 | Solar PV | 22 | Pennsylvania | Franklin | Withdrawn | Allegheny Power | Fayetteville 138 kV | Fayetteville (SubstationID: 34335) | Franklin - AE2-269 | 62018 | Document Posted
PJM | AE2-270 | 2019-03-28 | Solar PV + Storage | 150 | Virginia | Surry | Active | Dominion | Hopewell-Surry 230 kV | Hopewell (SubstationID: 650) - Surry Switching Station (SubstationID: 13905) | Surry - AE2-270 | 62216 | Document Posted | Document Posted | In Progress
PJM | AE2-272 | 2019-03-28 | Solar PV | 19.9 | New Jersey | Salem | In Service | Atlantic City Electric | Woodstown 12 kV | Woodstown - Pilesgrove (SubstationID: 24518) | Pilesgrove Solar | 22678 | Document Posted | Document Posted | Not Required | Document Posted | Not Required
PJM | AE2-273 | 2019-03-28 | Solar PV | 20 | Pennsylvania | Carbon | In Service | PPL Electric Utilities | Siegfried-Hauto 69KV | Hauto (SubstationID: 19907) - Siegfried (SubstationID: 1417) | PA Solar Park II | 11624 | Document Posted | Document Posted | Not Required | Document Posted | Document Posted
PJM | AE2-275 | 2019-03-28 | Solar PV + Storage | 90 | Kentucky | Madison | Active | East Kentucky Power Cooperative | JK Smith-Fawkes 138 kV | Fawkes - Richmond (SubstationID: 30173) - J.K. Smith Station (SubstationID: 17961) | Madison - AE2-275 | 62027 | Document Posted | Document Posted | In Progress
PJM | AE2-277 | 2019-03-28 | Solar PV + Storage | 38.2 | Pennsylvania | Mercer | Active | American Transmission Systems, Inc. (ATSI) | McDowell 138 kV | McDowell (SubstationID: 21243) | Mercer - AE2-277 | 62109 | Document Posted | Document Posted | In Progress
PJM | AE2-302 | 2019-03-29 | Solar PV | 49.9 | Ohio | Jackson | Active | American Electric Power (AEP) | East Beaver-Lick 138 kV | East Beaver (SubstationID: 33748) - Lick (SubstationID: 37284) | Jackson - AE2-302 | 62445 | Document Posted | Document Posted | In Progress
PJM | AE2-303 | 2019-03-29 | Solar PV | 49.9 | Ohio | Union | Active | Dayton Power & Light (DPL) | Honda Marysville Tap-Honda Marysville 69 kV | Honda Marysville (SubstationID: 21094) | Union - AE2-303 | 62119 | Document Posted | Document Posted | In Progress
PJM | AE2-304 | 2019-03-29 | Solar PV | 5 | North Carolina | Perquimans | Withdrawn | Dominion | South Hertford 34 kV | Hertford (SubstationID: 54669) | South Hertford Solar | 62113 | Document Posted | Document Posted | Not Required | Wholesale Market Participation Agreement | Not Required
PJM | AE2-305 | 2019-03-29 | Solar PV | 78 | Ohio | Champaign | Active | Dayton Power & Light (DPL) | Givens-Mechanicsburg 138 kV | Givens - Mt Vernon (SubstationID: 34868) - Givens (SubstationID: 56113) - Mechanicsburg (SubstationID: 37983) | Buckeye Solar | 62198 | Document Posted | Document Posted | In Progress
PJM | AE2-306 | 2019-03-29 | Solar PV | 30 | Ohio | Hardin | Active | American Electric Power (AEP) | Gunn Road 345 kV | Scioto Ridge (AKA Gunn Road) (SubstationID: 20793) | Hardin - AE2-306 | 62207 | Document Posted | Document Posted | In Progress
PJM | AE2-307 | 2019-03-29 | Solar PV + Storage | 225 | Illinois | Will | Withdrawn | ComEd (Commonwealth Edison) | Braidwood-East Frankfort | Braidwood Generating Station (SubstationID: 16870) - East Frankfort (SubstationID: 25201) - Frankfort (SubstationID: 13984) | Will - AE2-050 | 61686 | Document Posted
PJM | AE2-308 | 2019-03-29 | Solar PV + Storage | 150 | Kentucky | Madison | Active | East Kentucky Power Cooperative | Three Forks-Dale 138 kV | Dale (SubstationID: 21302) | AEUG Madison Solar | 62142 | Document Posted | Document Posted | In Progress | Interim Study
PJM | AE2-309 | 2019-03-29 | Solar PV + Storage | 19.8 | Maryland | Allegany | Active | Allegheny Power | Carlos Junction-Lonaconing 34.5 kV | Carlos Junction (SubstationID: 56567) - Lonaconing (SubstationID: 48525) | Jade Meadow | 62197 | Document Posted | Document Posted | In Progress
PJM | AE2-310 | 2019-03-29 | Solar PV + Storage | 85 | Illinois | Kankakee | Withdrawn | ComEd (Commonwealth Edison) | Wilmington-Davis Creek | Davis Creek (SubstationID: 21194) - Wilmington (SubstationID: 19554) | Kankakee - AE2-310 | 62211 | Document Posted
PJM | AE2-311 | 2019-03-29 | Solar PV | 400 | Virginia | Sussex | Withdrawn | Dominion | Carson-Septa 500 kV | Carson (SubstationID: 14134) - Septa (SubstationID: 14135) | Sussex - AE2-311 | 62118 | Withdrawn
PJM | AE2-313 | 2019-03-29 | Solar PV | 314 | Virginia | Dinwiddie | Active | Dominion | Carson-Rawlings 500 kV | Carson (SubstationID: 14134) - Rawlings (SubstationID: 20240) | Dinwiddie - AE2-313 | 62102 | Document Posted | Document Posted | In Progress
PJM | AE2-314 | 2019-03-29 | Solar PV | 72 | New Jersey | Atlantic | Withdrawn | Atlantic City Electric | Cardiff 230 kV | Cardiff (SubstationID: 19546) | Atlantic - AE2-314 | 62093 | Document Posted | Withdrawn
PJM | AE2-346 | 2019-03-29 | Solar PV | 17 | North Carolina | Hertford | Active | Dominion | Ahoskie 34.5 kV | Ahoskie (SubstationID: 42631) | Colice Hall Solar | 47847 | Document Posted | Document Posted | In Progress
PJM | AE2-280 | 2019-03-29 | Solar PV | 126.7 | Virginia | Montgomery | Active | American Electric Power (AEP) | Claytor Lake-Edgemont 138 kV | Claytor (SubstationID: 16827) - Edgemont (SubstationID: 23881) | Fincastle Solar | 62111 | Document Posted | Document Posted | In Progress
PJM | AE2-281 | 2019-03-29 | Wind | 400 | Illinois | Woodford | Active | ComEd (Commonwealth Edison) | Powerton-Nevada 345 kV | Goodings Grove (SubstationID: 25205) - Nevada (SubstationID: 45305) - Powerton (SubstationID: 16885) | Freedom Wind Woodford | 59971 | Document Posted | Document Posted | In Progress
PJM | AE2-282 | 2019-03-29 | Solar PV | 67 | Ohio | Fulton | Active | American Transmission Systems, Inc. (ATSI) | East Fayette 138 kV | East Fayette (SubstationID: 55657) | Arche Energy Project | 62019 | Document Posted | Document Posted | In Progress
PJM | AE2-283 | 2019-03-29 | Solar PV | 60.4 | Virginia | Campbell | Active | Dominion | Gladys-Stone Mill 69 kV | Gladys D.P. (SubstationID: 56735) - Stonemill Switching Station (SubstationID: 56773) | Gladys Road Solar | 62095 | Document Posted | Document Posted | In Progress
PJM | AE2-285 | 2019-03-29 | Solar PV | 50 | Pennsylvania | Mercer | Active | American Transmission Systems, Inc. (ATSI) | Maysville 69 kV | Maysville-Mercer County (SubstationID: 56043) | Mercer - AE2-285/AF1-250 | 62030 | Document Posted | Document Posted | In Progress
PJM | AE2-286 | 2019-03-29 | Solar PV | 19.5 | Maryland | Dorchester | Withdrawn | Delmarva Power & Light Company | Airey 12 kV | Airey (SubstationID: 19848) | Dorchester - AE2-286 | 62103 | Document Posted
PJM | AE2-287 | 2019-03-29 | Solar PV | 130 | Virginia | Brunswick | Withdrawn | Dominion | Brunswick 115 kV | Brunswick (SubstationID: 16943) | Brunswick - AE2-287 | 62094 | Document Posted
PJM | AE2-289 | 2019-03-29 | Wind | 80 | Pennsylvania | Somerset | Active | Allegheny Power | Frostburg 138 kV | Frostburg No. 1 (SubstationID: 750) | Mason Dixon 2 Wind Farm | 62215 | Document Posted | Document Posted | In Progress
PJM | AE2-290 | 2019-03-29 | Solar PV | 100 | Ohio | Harrison | Active | American Electric Power (AEP) | Nottingham 138 kV | Nottingham Switching Station (SubstationID: 44082) | Harrison - AE2-290 | 62107 | Document Posted | Document Posted | In Progress
PJM | AE2-291 | 2019-03-29 | Solar PV | 102 | Virginia | Pittsylvania | Active | Dominion | Grit DP-Perth 115 kV | Grit D.P. (SubstationID: 56067) - Perth (SubstationID: 39941) | Hillandale Solar | 62214 | Document Posted | Document Posted | In Progress
PJM | AE2-292 | 2019-03-29 | Solar PV | 127 | Virginia | Campbell | Active | Dominion | Grit DP-Perth 115 kV | Grit D.P. (SubstationID: 56067) - Perth (SubstationID: 39941) | Eno Solar | 62096 | Document Posted | Document Posted | In Progress
PJM | AE2-293 | 2019-03-29 | Solar PV | 20 | Pennsylvania | Dauphin | Withdrawn | PPL Electric Utilities | Dauphin-Pine Grove 69kV | Dauphin (SubstationID: 21259) - Pine Grove - Schuylkill County (SubstationID: 39975) | Dauphin - AE2-293 | 62203 | Withdrawn
PJM | AE2-295 | 2019-03-29 | Wind | 174.8 | Pennsylvania | Schuylkill | Active | PPL Electric Utilities | Eldred 230 kV | Eldred - Schuylkill County (SubstationID: 33886) | Anthracite Ridge Wind | 62117 | Document Posted | Document Posted | In Progress
PJM | AE2-316 | 2019-03-30 | Solar PV | 90 | Pennsylvania | Jefferson | Active | Pennsylvania Electric Company (Penelec) | Brookville-Squab Hollow 138 kV | Brookville (SubstationID: 21218) - Squab Hollow (SubstationID: 21217) | Jefferson - (AE2-316 & AF1-302) | 62108 | Document Posted | Document Posted | In Progress
PJM | AE2-317 | 2019-03-30 | Solar PV | 80 |  | N/a | Withdrawn | Jersey Central Power & Light | Pequest River 115 kV | Pequest River (SubstationID: 42688) | Pequest Solar I | 62120 | Document Posted | Document Posted
PJM | AE2-318 | 2019-03-30 | Solar PV | 100 | Ohio | Clermont | Active | Duke Energy Kentucky, Inc., Duke Energy Ohio | Ford-Cedarville 138 kV | Cedarville (SubstationID: 27494) - Ford - Clermont County (SubstationID: 56695) - Ford (SubstationID: 47261) | Clermont County Solar Project | 62100 | Document Posted | Document Posted | In Progress
PJM | AE2-319 | 2019-03-30 | Solar PV | 100 | Ohio | Pickaway | Active | Dayton Power & Light (DPL) | Atlanta 69kV I | Atlanta (SubstationID: 41810) | Pickaway - AE2-319 | 67695 | Document Posted | Document Posted | In Progress
PJM | AE2-320 | 2019-03-30 | Solar PV | 100 | Ohio | Pickaway | Active | Dayton Power & Light (DPL) | Atlanta 69 kV II | Atlanta (SubstationID: 41810) | Pickaway - AE2-320 | 62114 | Document Posted | Document Posted | In Progress
PJM | AE2-321 | 2019-03-30 | Solar PV | 100 | Illinois | Mchenry | Active | ComEd (Commonwealth Edison) | Belvidere-Marengo 138 kV | Belvidere (SubstationID: 25271) - Marengo (SubstationID: 25336) | McHenry - AE2-321 | 62213 | Document Posted | Document Posted | In Progress
PJM | AE2-322 | 2019-03-30 | Solar PV | 60 | Ohio | Defiance | Active | American Electric Power (AEP) | Mark Center 69 kV | Mark Center (SubstationID: 41072) | Defiance County Solar Project | 62140 | Document Posted | Document Posted | In Progress
PJM | AE2-323 | 2019-03-30 | Solar PV | 100 | Indiana | Elkhart | Active | American Electric Power (AEP) | Twin Branch-Guardian 138 kV | Guardian (SubstationID: 42827) - Twin Branch (SubstationID: 21269) | Elkhart - AE2-323 | 62444 | Document Posted | Document Posted | In Progress
PJM | AE2-328 | 2019-03-30 | Solar PV | 100 |  | N/a | Withdrawn | Dominion | Briery DP-Clover 230 kV | Briery D.P. (SubstationID: 56784) | Prince Edward - AE2-328 | 62144 | Document Posted
PJM | AE2-333 | 2019-03-31 | Solar PV | 100 | Maryland | Frederick | Active | Allegheny Power | Bedington 138 kV | Bedington (SubstationID: 21192) | Bedington Solar | 62206 | Document Posted | Document Posted | In Progress
PJM | AE2-334 | 2019-03-31 | Solar PV | 44 | New Jersey | Gloucester | Active | Atlantic City Electric | Clayton-Williamstown 69 kV | Clayton (SubstationID: 24501) - Williamstown (SubstationID: 19828) | Gloucester Solar I | 62105 | Document Posted | Document Posted | In Progress
PJM | AE2-335 | 2019-03-31 | Solar PV | 60 | New Jersey | Gloucester | Withdrawn | Atlantic City Electric | Gloucester Solar II | Gloucester Solar II (SubstationID: 55672) | Gloucester Solar II | 62106 | Document Posted | Document Posted
PJM | AE2-336 | 2019-03-31 | Solar PV | 4.6 | Maryland | Prince George's | Withdrawn | Potomac Electric Power Company (PEPCO) | St. Barnabas 13 kV | St. Barnabas (SubstationID: 45309) | Prince George's - AE2-336 | 62115 | Document Posted
PJM | AE2-337 | 2019-03-31 | Solar PV | 2.4 | Maryland | Prince George's | Withdrawn | Potomac Electric Power Company (PEPCO) | St. Barnabas 13 kV | St. Barnabas (SubstationID: 45309) | Prince George's - AE2-337 | 62116 | Document Posted
PJM | AE2-339 | 2019-03-31 | Solar PV | 40 | Kentucky | Fayette | Active | East Kentucky Power Cooperative | Avon 138 kV | Avon (SubstationID: 56078) | Bluegrass Plains Solar Project | 62141 | Document Posted | Document Posted | In Progress
PJM | AE2-341 | 2019-03-31 | Solar PV | 150 | Illinois | Kendall | Active | ComEd (Commonwealth Edison) | Sandwich-Plano | Plano (SubstationID: 13416) - Sandwich (SubstationID: 25380) | Kendall - AE2-341 | 62212 | Document Posted | In Progress
PJM | AE2-342 | 2019-03-31 | Solar PV | 40 | Ohio | Champaign | Active | Dayton Power & Light (DPL) | Woodstock 69 kV | Woodstock (SubstationID: 55763) | Woodstock Solar Project | 62199 | Document Posted | Document Posted | In Progress
PJM | AE2-343 | 2019-03-31 | Solar PV + Storage | 17.9 | Pennsylvania | Crawford | Active | American Transmission Systems, Inc. (ATSI) | Andover (Maysville) 69 kV II | Andover (SubstationID: 47039) - Maysville-Mercer County (SubstationID: 56043) | Welcome Solar III | 62101 | Document Posted | Document Posted | In Progress
PJM | AF1-001 | 2019-04-01 | Solar PV | 13.8 | Maryland | Garrett | Engineering And Procurement | Allegheny Power | Thayerville 34.5 kV | Garrett (SubstationID: 34818) - Thayerville (SubstationID: 48546) | Sand Flat Road Solar Project | 62441 | Document Posted | Document Posted | Not Required | Wholesale Market Participation Agreement | Not Required
PJM | AF1-002 | 2019-04-01 | Solar PV | 5 | Pennsylvania | Luzerne | Withdrawn | PPL Electric Utilities | Berwick 12.47 kV | Berwick - Columbia County (SubstationID: 38158) | Luzerne - AF1-002 | 62532 | Document Posted
PJM | AF1-003 | 2019-04-01 | Solar PV | 20 | Maryland | Charles | Active | SMECO | Hawkins Gate-Billingsley Rd 69 kV | Billingsley Road (SubstationID: 56584) - Hawkins Gate (SubstationID: 42703) | Charles County Solar II | 62288 | Document Posted | Document Posted | In Progress
PJM | AF1-004 | 2019-04-01 | Solar PV | 16.8 | Maryland | Charles | Withdrawn | SMECO | Hwy 228-Bennsville 69 kV | Billingsley Road (SubstationID: 56584) - Bolton Switching Station (SubstationID: 56585) | Charles - AF1-004 | 62289 | Document Posted | Document Posted
PJM | AF1-005 | 2019-04-01 | Solar PV | 20 | Maryland | Charles | Active | SMECO | Charles County Solar I | Grayton (SubstationID: 56582) - Ripley (SubstationID: 56581) | Charles County Solar I | 62290 | Document Posted | Document Posted | In Progress
PJM | AF1-006 | 2019-04-01 | Solar PV | 20 | Pennsylvania | Erie | Active | Pennsylvania Electric Company (Penelec) | Fairview East 34.5 kV | Fairview East (SubstationID: 55328) | Erie Solar | 62205 | Document Posted | Document Posted | Not Required | Wholesale Market Participation Agreement | Not Required
PJM | AF1-007 | 2019-04-01 | Wind - Offshore | 255.1 | Delaware | Sussex | Active | Delmarva Power & Light Company | Indian River 230 kV I | Indian River (SubstationID: 11810) | Project Marwin (AKA Maryland Offshore Wind Energy Project (MOWEP)) | 50828 | Document Posted | Document Posted | In Progress
PJM | AF1-012 | 2019-04-02 | Solar PV | 175 | Illinois | Lee | Active | ComEd (Commonwealth Edison) | Electric Junc-Nelson | Electric Junction (SubstationID: 25202) - Nelson (SubstationID: 25212) | Eldena Solar | 62349 | Document Posted | Document Posted | In Progress
PJM | AF1-008 | 2019-04-02 | Solar PV | 20 | New Jersey | Morris | Withdrawn | Jersey Central Power & Light | CPV NJ Solar |  | Morris - AF1-008 | 62534 | Withdrawn
PJM | AF1-010 | 2019-04-02 | Solar PV | 30 | Illinois | Lee | Withdrawn | ComEd (Commonwealth Edison) | Schauff Road |  | Lee - AF1-010 | 62531 | Document Posted
PJM | AF1-014 | 2019-04-03 | Solar PV | 149.9 | Virginia | King And Queen | Active | Dominion | Harmony Village-Shackleford 115 kV | Harmony Village (SubstationID: 35396) - Shackleford (SubstationID: 34533) | Walnut Solar I | 50130 | Document Posted | Document Posted | In Progress
PJM | AF1-015 | 2019-04-03 | Solar PV | 59 | Maryland | Talbot | Active | Delmarva Power & Light Company | Easton-Steele 138 kV | Easton (SubstationID: 25923) - Steele (SubstationID: 21668) | Crockett Solar I | 61684 | Document Posted | Document Posted | In Progress
PJM | AF1-016 | 2019-04-03 | Solar PV | 71 | Virginia | City Of Suffolk | Withdrawn | Dominion | Suffolk 115 kV | Suffolk (SubstationID: 1374) | Switchgrass Solar I | 61828 | Document Posted | Document Posted
PJM | AF1-017 | 2019-04-03 | Solar PV | 91 | Virginia | Isle Of Wight | Active | Dominion | Myrtle-Windsor 115 kV | Myrtle (SubstationID: 38576) - Windsor Dp (SubstationID: 48268) | Carver Solar I | 61987 | Document Posted | Document Posted | In Progress
PJM | AF1-021 | 2019-04-15 | Solar PV | 14 | Pennsylvania | Fayette | Suspended | Allegheny Power | Bethelboro-Connellsville #1 25 kV | Bethelboro (SubstationID: 38166) - Connellsville (SubstationID: 39750) | Dunbar Solar Farm | 62325 | Document Posted | Document Posted | Not Required | Wholesale Market Participation Agreement | Not Required
PJM | AF1-022 | 2019-04-15 | Solar PV | 14 | Pennsylvania | Fayette | Suspended | Allegheny Power | Lake Lynn-Uniontown 25 kV | Lake Lynn Power Station (SubstationID: 16815) | Gans Solar Farm | 62326 | Document Posted | Document Posted | Not Required | Wholesale Market Participation Agreement | Not Required
PJM | AF1-023 | 2019-04-18 | Solar PV | 20 | New Jersey | Monmouth | In Service | Jersey Central Power & Light | Atlantic-Red Bank 34 kV II | Atlantic (SubstationID: 13431) - Red Bank (SubstationID: 13550) | Hamilton Road Solar (AKA Ben Moreell Solar Farm) | 45704 | Document Posted | Document Posted | Not Required | Document Posted | Not Required
PJM | AF1-024 | 2019-05-01 | Solar PV | 19.9 |  | N/a | Withdrawn | PPL Electric Utilities | Freeland Municipal Authority |  | Luzerne - AF1-024 | 64061 | Withdrawn
PJM | AF1-029 | 2019-05-14 | Solar PV | 75 | Ohio | Van Wert | Active | American Electric Power (AEP) | Haviland-Cavett Switch 69 kV | Cavett Switch (SubstationID: 56785) - Haviland (SubstationID: 20320) - North Van Wert (SubstationID: 36203) | Van Wert - AE2-298/AF1-029 | 62037 | Document Posted | Document Posted | In Progress
PJM | AF1-030 | 2019-05-17 | Solar PV | 100 | Illinois | Kendall | Active | ComEd (Commonwealth Edison) | Plano-R 138 kV | Plano (SubstationID: 13416) - Sandwich (SubstationID: 25380) | Kendall - AF1-030 | 63037 | Document Posted | Document Posted | In Progress
PJM | AF1-032 | 2019-05-17 | Solar PV | 15 | Virginia | City Of Suffolk | Engineering And Procurement | Dominion | Suffolk 34.5 kV | Suffolk (SubstationID: 1374) | Stratford Solar Center | 63279 | Document Posted | Document Posted | Not Required | Wholesale Market Participation Agreement | Not Required
PJM | AF1-033 | 2019-05-17 | Solar PV | 20 | Virginia | Surry | Engineering And Procurement | Dominion | Poolesville 34 kV | Poolesville (SubstationID: 40083) | Surry Solar Center | 63281 | Document Posted | Document Posted | Not Required | Wholesale Market Participation Agreement | Not Required
PJM | AF1-034 | 2019-05-22 | Solar PV | 300 | Ohio | Highland | Withdrawn | Dayton Power & Light (DPL) | Clinton-Stuart 345 kV | Clinton (SubstationID: 39386) - Stuart (SubstationID: 18252) | Highland - AF1-034 | 64060 | Withdrawn
PJM | AF1-035 | 2019-05-22 | Solar PV | 100 | Ohio | Highland | Withdrawn | Dayton Power & Light (DPL) | Clinton-Stuart 345 kV | Clinton (SubstationID: 39386) - Stuart (SubstationID: 18252) | Highland - AF1-035 | 63768 | Withdrawn |  |  | Withdrawn
PJM | AF1-036 | 2019-05-24 | Solar PV | 86 | Maryland | Queen Anne's | Active | Delmarva Power & Light Company | Carville 138 kV | Carville (SubstationID: 42804) | Concho Solar I | 56254 | Document Posted | Document Posted | In Progress
PJM | AF1-038 | 2019-06-06 | Solar PV + Storage | 60 | Kentucky | Russell | Active | East Kentucky Power Cooperative | Sewellton Jct-Webbs Crossroads 69 kV | Sewellton Jct (SubstationID: 56119) - Webbs Crossroads (SubstationID: 56120) | Mt. Olive Creek Solar | 63280 | Document Posted | Document Posted | In Progress
PJM | AF1-039 | 2019-06-06 | Solar PV | 15 | Pennsylvania | Somerset | Active | Pennsylvania Electric Company (Penelec) | Listonburg-Highpoint 24.9 kV | High Point (SubstationID: 41098) | Somerset - AF1-039 | 63309 | Document Posted | Document Posted | Not Required |  | Not Required
PJM | AF1-041 | 2019-06-18 | Solar PV | 2.4 | New Jersey | Atlantic | In Service | Atlantic City Electric | Absecon 12.47 kV | Absecon (SubstationID: 24519) | Pear Street Solar | 63409 | Document Posted | Document Posted | Not Required | Wholesale Market Participation Agreement | Not Required
PJM | AF1-042 | 2019-06-24 | Solar PV | 131 | Virginia | Lancaster | Active | Dominion | Garner DP-Lancaster 115 kV | Garner (SubstationID: 48275) - Lancaster (SubstationID: 36643) | Waller Solar I | 56257 | Document Posted | Document Posted | In Progress
PJM | AF1-044 | 2019-06-28 | Solar PV | 45 |  | N/a | Withdrawn | Delmarva Power & Light Company | Wye Mills-Longwood 69 kV | Longwood (SubstationID: 46719) - Wye Mills (SubstationID: 19217) | Talbot - AF1-044 | 63684 | Document Posted
PJM | AF1-049 | 2019-07-12 | Solar PV | 125 | Virginia | Pittsylvania | Active | American Electric Power (AEP) | Berry Hill 138 kV | Berry Hill (SubstationID: 54780) | Pittsylvania - AF1-049 | 63718 | Document Posted | Document Posted | In Progress
PJM | AF1-050 | 2019-07-12 | Solar PV + Storage | 60 | Kentucky | Green | Active | East Kentucky Power Cooperative | Summer Shade - Green County 161 kV | Green County (SubstationID: 56118) - Summer Shade (SubstationID: 11139) | Horseshoe Bend Solar | 63685 | Document Posted | Document Posted | In Progress
PJM | AF1-074 | 2019-07-26 | Solar PV | 68 | Virginia | Sussex | Withdrawn | Dominion | Waverly-Wakefield 115 kV | Wakefield (SubstationID: 36278) - Waverly (SubstationID: 36366) | Sussex - AF1-074 | 63962 | Document Posted
PJM | AF1-052 | 2019-07-26 | Solar PV + Storage | 131.5 | New Jersey | Hudson | Withdrawn | Public Service Electric and Gas Company (PSE&G) | Mason 230 kV |  | NJ TRANSITGRID | 66244 | Document Posted | Document Posted | Withdrawn
PJM | AF1-054 | 2019-07-31 | Solar PV | 156.5 | Ohio | Champaign | Active | Dayton Power & Light (DPL) | Givens-Mechanicsburg 138 kV | Givens (SubstationID: 56113) - Mechanicsburg (SubstationID: 37983) | Buckeye Solar | 62198 | Document Posted | Document Posted | In Progress
PJM | AF1-055 | 2019-07-31 | Solar PV | 69.5 | Pennsylvania | Crawford | Withdrawn | Pennsylvania Electric Company (Penelec) | Wayne 115 kV | Wayne (Crawford) (SubstationID: 47350) | Crawford - AF1-055 | 63715 | Document Posted
PJM | AF1-056 | 2019-07-31 | Solar PV + Storage | 100 | Pennsylvania | Mercer | Withdrawn | American Transmission Systems, Inc. (ATSI) | Maysville/Masury 138 kV | Masury (SubstationID: 56115) - Maysville-Mercer County (SubstationID: 56043) | Mercer - AF1-056 | 63828 | Withdrawn
PJM | AF1-057 | 2019-07-31 | Solar PV | 75 | Pennsylvania | York | Active | Metropolitan Edison Company | Jackson-Three Mile Island 230 kV II | Jackson - York County (SubstationID: 56775) - Three Mile Island (SubstationID: 16886) | Dover Solar I | 61995 | Document Posted | Document Posted | In Progress
PJM | AF1-058 | 2019-07-31 | Solar PV | 20 | Virginia | Halifax | Engineering And Procurement | Dominion | Welco 34.5 kV | Welco (SubstationID: 36938) | Watlington Solar | 63716 | Document Posted | Document Posted | Not Required | Wholesale Market Participation Agreement | Not Required
PJM | AF1-059 | 2019-07-31 | Solar PV + Storage | 99.2 | Virginia | Mecklenburg | Active | Dominion | Brodnax-South Hill 115 kV | Brodnax (SubstationID: 38652) - South Hill (SubstationID: 34741) | Mecklenburg - AF1-059 | 63986 | Document Posted | Document Posted | In Progress
PJM | AF1-061 | 2019-07-31 | Solar PV | 4 | Pennsylvania | Franklin | Withdrawn | Allegheny Power | Fayetteville 12.47 kV | Fayetteville (SubstationID: 34335) | Franklin - AF1-061 | 64034 | Document Posted | Document Posted | Not Required | Withdrawn | Not Required
PJM | AF1-063 | 2019-07-31 | Solar PV | 30 | Ohio | Defiance | Active | American Electric Power (AEP) | Lockwood Road 138 kV | Lockwood Road (SubstationID: 56116) | Defiance - AF1-063/AF2-127 | 63726 | Document Posted | Document Posted | In Progress
PJM | AF1-064 | 2019-07-31 | Solar PV | 50 | Ohio | Wood | Active | American Transmission Systems, Inc. (ATSI) | Weston 69 kV | Weston (SubstationID: 56117) | Juliet Energy Project (AKA Juliet Solar) | 63796 | Document Posted | Document Posted | In Progress
PJM | AF1-073 | 2019-07-31 | Solar PV | 200 | North Carolina | Washington | Withdrawn | Dominion | Trowbridge 230 kV | Pantego (SubstationID: 20042) - Trowbridge (SubstationID: 700) | Washington - AF1-073 | 63963 | Document Posted
PJM | AF1-067 | 2019-08-08 | Solar PV + Storage | 50 | Virginia | Caroline | Active | Dominion | Kings Dominion DP 115 kV | Kings Dominion (SubstationID: 21168) | Caroline - AF1-067 | 63793 | Document Posted | Document Posted | In Progress
PJM | AF1-068 | 2019-08-08 | Solar PV | 20 | Pennsylvania | Centre | Withdrawn | Allegheny Power | Boalsburg-Centre Hall 46 kV | Boalsburg (SubstationID: 48593) - Centre Hall (SubstationID: 48596) | Earlystown Solar | 63766 | Document Posted | Document Posted
PJM | AF1-069 | 2019-08-09 | Solar PV + Storage | 394 | Virginia | Sussex | Active | Dominion | Carson-Rogers Rd 500 kV | Carson (SubstationID: 14134) - Rogers Road (SubstationID: 21996) | Cassius Blue Solar | 61832 | Document Posted | Document Posted | In Progress
PJM | AF1-070 | 2019-08-13 | Solar PV + Storage | 350 | Kentucky | Clark | Withdrawn | East Kentucky Power Cooperative | North Clark 345 kV | North Clark (SubstationID: 55539) | Clark - AF1-070 | 63794 | Withdrawn
PJM | AF1-071 | 2019-08-13 | Solar PV | 98 | Ohio | Preble | Active | American Electric Power (AEP) | College Corner 138 kV | College Corner (SubstationID: 43164) | Angelina Solar I | 63307 | Document Posted | Document Posted | In Progress
PJM | AF1-075 | 2019-08-21 | Solar PV | 73 | Virginia | Rockingham | Active | Dominion | Harrisburg-Endless Caverns 230 kV | Endless Caverns (SubstationID: 13967) - Harrisonburg (SubstationID: 13966) | Rockingham - AF1-075 | 64004 | Document Posted | Document Posted | In Progress
PJM | AF1-076 | 2019-08-22 | Solar PV | 100 | Ohio | Allen | Active | American Electric Power (AEP) | Southwest Lima 138 kV | Southwest Lima (SubstationID: 19981) | Allen - AF1-076/AF1-077 | 63983 | Document Posted | Document Posted | In Progress
PJM | AF1-077 | 2019-08-22 | Solar PV | 200 | Ohio | Allen | Active | American Electric Power (AEP) | Southwest Lima 138 kV | Southwest Lima (SubstationID: 19981) | Allen - AF1-076/AF1-077 | 63983 | Document Posted | Document Posted | In Progress
PJM | AF1-078 | 2019-08-26 | Solar PV | 144 | Ohio | Champaign | Active | Dayton Power & Light (DPL) | East Sidney-Quincy 138 kV | East Sidney (SubstationID: 56128) - Quincy (SubstationID: 40191) | Clearview Solar I | 62009 | Document Posted | Document Posted | In Progress
PJM | AF1-079 | 2019-08-28 | Solar PV | 150 | Virginia | Louisa | Active | Dominion | Louisa-South Anna 230 kV | Louisa CT (SubstationID: 18098) - South Anna (SubstationID: 56055) | Belcher Solar | 60146 | Document Posted | Document Posted | In Progress
PJM | AF1-081 | 2019-08-28 | Solar PV | 238 |  | N/a | Withdrawn | Atlantic City Electric | Cumberland 230 kV | Cumberland (SubstationID: 11685) | Cumberland - AF1-081 | 63961 | Document Posted
PJM | AF1-083 | 2019-08-29 | Solar PV + Storage | 55 | Kentucky | Barren | Active | East Kentucky Power Cooperative | Green County-Saloma 161 kV | Green County (SubstationID: 56118) - Saloma (SubstationID: 56690) | Barren - AF1-083 | 65061 | Document Posted | Document Posted | In Progress
PJM | AF1-141 | 2019-08-30 | Solar PV | 96 | Indiana | Dekalb | Active | American Electric Power (AEP) | Varner 138 kV | Varner (SubstationID: 72838) | DeKalb - AF1-141/AF2-125 | 64033 | Document Posted | Document Posted | In Progress
PJM | AF1-120 | 2019-08-30 | Solar PV | 107 | Ohio | Fulton | Active | American Transmission Systems, Inc. (ATSI) | East Fayette 2 138 kV | East Fayette (SubstationID: 55657) | Arche Energy Project | 62019 | Document Posted | Document Posted | In Progress
PJM | AF1-084 | 2019-08-30 | Solar PV | 85 | Michigan | Van Buren | Active | American Electric Power (AEP) | East Hartford-Murch 69 kV | East Hartford (SubstationID: 56105) - Murch (SubstationID: 31727) | Van Buren - AF1-084 | 63949 | Document Posted | Document Posted | In Progress
PJM | AF1-085 | 2019-08-30 | Solar PV | 77 | Ohio | Auglaize | Active | American Electric Power (AEP) | Southwest Lima-West Moulton 138 kV | Southwest Lima (SubstationID: 19981) - West Moulton (SubstationID: 37010) | Auglaize - AF1-085/AF2-059/AG1-025 | 63937 | Document Posted | Document Posted | In Progress
PJM | AF1-086 | 2019-08-30 | Wind | 109.9 | Pennsylvania | Clearfield | Active | Pennsylvania Electric Company (Penelec) | Madera-Westover South 115 kV | Madera (SubstationID: 19486) - Westover South (SubstationID: 55388) | Clearfield - AF1-086 | 64029 | Document Posted | Document Posted | In Progress
PJM | AF1-089 | 2019-08-30 | Solar PV + Storage | 70 | Kentucky | Henry | Withdrawn | East Kentucky Power Cooperative | New Castle 69 kV | New Castle (SubstationID: 56125) | Henry - AF1-089 | 64036 | Document Posted
PJM | AF1-090 | 2019-08-30 | Wind | 200 | Illinois | Christian | Active | ComEd (Commonwealth Edison) | Kincaid-Pana | Kincaid (SubstationID: 23162) - Pana (SubstationID: 13986) | Christian - AF1-090 | 63994 | Document Posted | Document Posted | In Progress
PJM | AF1-091 | 2019-08-30 | Solar PV + Storage | 180 | Indiana | Dekalb | Active | American Electric Power (AEP) | Butler-S Hicksville 138 kV | Butler (SubstationID: 29351) - South Hicksville (SubstationID: 34740) | DeKalb - AF1-091 | 63985 | Document Posted | Document Posted | In Progress
PJM | AF1-092 | 2019-08-30 | Solar PV + Storage | 150 | Indiana | Huntington | Active | American Electric Power (AEP) | Huntington Jct. 138 kV | Huntington Junction (SubstationID: 42829) | Huntington - AF1-092/AF2-094 | 64088 | Document Posted | Document Posted | In Progress
PJM | AF1-093 | 2019-08-30 | Solar PV | 20 | Pennsylvania | Mercer | Active | American Transmission Systems, Inc. (ATSI) | Henderson-Stoneboro 69 kV | Henderson (SubstationID: 55481) | Mercer - AF1-093 | 64177 | Document Posted | Document Posted | In Progress
PJM | AF1-094 | 2019-08-30 | Solar PV | 20 | Pennsylvania | Crawford | Active | Pennsylvania Electric Company (Penelec) | Union City-Cambridge Springs 34.5 kV | Cambridge Springs (SubstationID: 56134) - Union City (SubstationID: 55384) | Crawford - AF1-094 | 64039 | Document Posted | Document Posted | In Progress
PJM | AF1-095 | 2019-08-30 | Solar PV | 15 | Pennsylvania | Clearfield | Withdrawn | Pennsylvania Electric Company (Penelec) | Hertlein Road-Winburne 34 kV | Hertlein Road (SubstationID: 56123) - Winburne (SubstationID: 56124) | Clearfield - AF1-095 | 64030 | Withdrawn
PJM | AF1-096 | 2019-08-30 | Solar PV | 20 | Pennsylvania | Crawford | Active | Pennsylvania Electric Company (Penelec) | Titusville-Oil Creek 34.5 kV | Oil Creek (SubstationID: 56135) - Titusville (SubstationID: 55366) | Crawford - AF1-096/AF2-235 | 64032 | Document Posted | Document Posted | In Progress
PJM | AF1-097 | 2019-08-30 | Solar PV | 20 | Pennsylvania | Centre | Withdrawn | Pennsylvania Electric Company (Penelec) | Zion-E College Ave 34 kV | E College Ave (SubstationID: 56127) - Zion View (SubstationID: 56051) | Centre - AF1-097 | 64059 | Withdrawn
PJM | AF1-098 | 2019-08-30 | Solar PV | 80 | Pennsylvania | Erie | Active | Pennsylvania Electric Company (Penelec) | Four Mile Jct-Corry East 115 kV | Corry East (SubstationID: 55318) - Four Mile Junction (SubstationID: 21154) | Erie - AF1-098 | 64070 | Document Posted | Document Posted | In Progress
PJM | AF1-099 | 2019-09-04 | Solar PV + Storage | 126.5 | Pennsylvania | Huntingdon | Active | Allegheny Power | Moshannon-Milesburg 230 kV | Milesburg (SubstationID: 38347) - Moshannon (SubstationID: 21224) | Huntingdon - AF1-099 | 64024 | Document Posted | In Progress
PJM | AF1-100 | 2019-09-04 | Solar PV + Storage | 250 | Pennsylvania | Clearfield | Active | Pennsylvania Electric Company (Penelec) | Shawville-Moshannon 230 kV | Moshannon (SubstationID: 21224) - Shawville (SubstationID: 12622) | Clearfield - AF1-100 | 64031 | Document Posted | In Progress
PJM | AF1-142 | 2019-09-04 | Solar PV + Storage | 202.4 | Pennsylvania | Clearfield | Active | Allegheny Power | Moshannon-Milesburg 230 kV | Milesburg (SubstationID: 38347) - Moshannon (SubstationID: 21224) | Huntingdon - AF1-099 | 64024 | Document Posted | In Progress
PJM | AF1-101 | 2019-09-06 | Wind - Offshore | 800 | New Jersey | Atlantic | Active | Jersey Central Power & Light | Oyster Creek 230 kV III | Oyster Creek (SubstationID: 16881) | Atlantic - AF1-101 | 64027 | Document Posted | Document Posted | In Progress
PJM | AF1-103 | 2019-09-10 | Solar PV + Storage | 20 | Pennsylvania | Warren | Active | Pennsylvania Electric Company (Penelec) | Warren 34.5 kV | Warren (SubstationID: 19497) | Warren - AF1-103 | 64043 | Document Posted | Document Posted | In Progress
PJM | AF1-104 | 2019-09-10 | Solar PV + Storage | 20 | Pennsylvania | Erie | Active | Pennsylvania Electric Company (Penelec) | Erie West 34.5 kV | Erie West (SubstationID: 40866) | Erie - AF1-104 | 64040 | Document Posted | Document Posted | In Progress
PJM | AF1-106 | 2019-09-10 | Solar PV + Storage | 20 | Pennsylvania | Bradford | Active | Pennsylvania Electric Company (Penelec) | East Sayre 34.5 kV | East Sayre (SubstationID: 55324) | Bradford - AF1-106 | 64079 | Document Posted | Document Posted | In Progress
PJM | AF1-108 | 2019-09-10 | Solar PV + Storage | 20 | New Jersey | Hunterdon | Active | Jersey Central Power & Light | East Flemington 34.5 kV | East Flemington (SubstationID: 19880) | Hunterdon - AF1-108 | 64071 | Document Posted | Document Posted | In Progress
PJM | AF1-109 | 2019-09-10 | Solar PV + Storage | 20 | New Jersey | Mercer | Active | Public Service Electric and Gas Company (PSE&G) | Pleasant Valley 230 kV | Pleasant Valley (SubstationID: 40047) | Mercer - AF1-109 | 64089 | Document Posted | Document Posted | In Progress
PJM | AF1-110 | 2019-09-10 | Solar PV | 2 | New Jersey | N/a | Withdrawn | Public Service Electric and Gas Company (PSE&G) | Kingsland 26 kV | Kingsland (SubstationID: 13956) | N/A - AF1-110 | 64062 | Withdrawn
PJM | AF1-111 | 2019-09-10 | Solar PV | 2 | New Jersey | N/a | Withdrawn | Public Service Electric and Gas Company (PSE&G) | Kingsland 26 kV | Kingsland (SubstationID: 13956) | N/A - AF1-111 | 64063 | Withdrawn
PJM | AF1-112 | 2019-09-10 | Solar PV | 20 | Pennsylvania | Centre | Active | Allegheny Power | Centre Hall-Boalsburg 46 kV | Boalsburg (SubstationID: 48593) - Centre Hall (SubstationID: 48596) | Centre - AF1-112 | 64028 | Document Posted | Document Posted | In Progress
PJM | AF1-280 | 2019-09-10 | Solar PV | 200 | Illinois | Lee | Active | ComEd (Commonwealth Edison) | Nelson-Lee County | Lee Co. (SubstationID: 14022) - Nelson (SubstationID: 25212) | South Dixon Solar | 64247 | Document Posted | Document Posted | In Progress
PJM | AF1-113 | 2019-09-11 | Solar PV + Storage | 180 | Ohio | Auglaize | Active | American Electric Power (AEP) | Gristmill 345 kV | Gristmill (SubstationID: 54687) | Auglaize - AF1-113 | 64038 | Document Posted | Document Posted | In Progress
PJM | AF1-114 | 2019-09-11 | Solar PV | 100 | Virginia | King George | Active | Dominion | Oak Grove-Dahlgren 230 kV | Dahlgren (SubstationID: 1369) - Oak Grove (SubstationID: 39103) | King George - AF1-114/AF2-091 | 64108 | Document Posted | Document Posted | In Progress
PJM | AF1-115 | 2019-09-12 | Solar PV | 60 | Virginia | Surry | Withdrawn | Dominion | Poolesville 230 kV | Poolesville (SubstationID: 40083) | Surry - AF1-115 | 64042 | Document Posted | Document Posted
PJM | AF1-116 | 2019-09-12 | Solar PV | 120 | Kentucky | Washington | Active | East Kentucky Power Cooperative | Marion County 161 kV | Marion County (SubstationID: 56925) | Washington - AF1-116 | 65062 | Document Posted | Document Posted | In Progress
PJM | AF1-117 | 2019-09-13 | Solar PV + Storage | 200 | Ohio | Ross | Active | American Electric Power (AEP) | Atlanta-Stuart 345 kV | Atlanta (SubstationID: 41810) - Stuart (SubstationID: 18252) | Ross - AF1-117 | 64045 | Document Posted | Document Posted | In Progress
PJM | AF1-118 | 2019-09-13 | Solar PV + Storage | 350 | Indiana | Wells | Active | American Electric Power (AEP) | Sorenson-Desoto 345 kV | Desoto (SubstationID: 29872) - Sorenson (SubstationID: 19517) | Wells - AF1-118 | 64037 | Document Posted | Document Posted | In Progress
PJM | AF1-119 | 2019-09-13 | Solar PV + Storage | 200 | Indiana | Blackford | Active | American Electric Power (AEP) | Keystone-Desoto 345 kV | Desoto (SubstationID: 29872) - Keystone (SubstationID: 20040) | Blackford - AF1-119/AF2-162 | 64046 | Document Posted | Document Posted | In Progress
PJM | AF1-121 | 2019-09-17 | Solar PV | 20 | Maryland | Prince George's | Withdrawn | Potomac Electric Power Company (PEPCO) | Crain Highway 13 kV | Crain Highway (SubstationID: 46746) | Prince George's - AF1-121 | 64074 | Document Posted
PJM | AF1-122 | 2019-09-17 | Solar PV | 64 | Ohio | Morrow | Active | American Transmission Systems, Inc. (ATSI) | Cardington-Liberty 69 kV | Cardington (SubstationID: 56533) - Tangy (SubstationID: 13942) | Morrow - AF1-122 | 64178 | Document Posted | Document Posted | In Progress
PJM | AF1-123 | 2019-09-17 | Wind - Offshore | 880 | Virginia | City Of Chesapeake | Active | Dominion | Fentress 500 kV | Fentress (SubstationID: 14137) | Coastal Virginia Offshore Wind (CVOW) - Full Project | 65007 | Document Posted | Document Posted | In Progress | Interim Study
PJM | AF1-124 | 2019-09-17 | Wind - Offshore | 880 | Virginia | City Of Chesapeake | Active | Dominion | Fentress 500 kV | Fentress (SubstationID: 14137) | Coastal Virginia Offshore Wind (CVOW) - Full Project | 65007 | Document Posted | Document Posted | In Progress | Interim Study
PJM | AF1-125 | 2019-09-17 | Wind - Offshore | 880 | Virginia | City Of Chesapeake | Active | Dominion | Fentress 500 kV | Fentress (SubstationID: 14137) | Coastal Virginia Offshore Wind (CVOW) - Full Project | 65007 | Document Posted | Document Posted | In Progress | Interim Study
PJM | AF1-127 | 2019-09-17 | Solar PV | 80 | Kentucky | Fayette | Active | East Kentucky Power Cooperative | Avon 345 kV | Avon (SubstationID: 56078) | Fayette - AF1-127 | 64172 | Document Posted | Document Posted | In Progress
PJM | AF1-140 | 2019-09-18 | Solar PV | 16.3 | Pennsylvania | Blair | Engineering And Procurement | Pennsylvania Electric Company (Penelec) | Claysburg 23 kV | Claysburg (SubstationID: 21221) | BL-Diamond Bear Rocks | 64262 | Document Posted | Document Posted | Not Required | Wholesale Market Participation Agreement | Not Required
PJM | AF1-143 | 2019-09-18 | Solar PV | 100 | Pennsylvania | Somerset | Active | Pennsylvania Electric Company (Penelec) | Lick Run 115 kV | Lick Run (SubstationID: 45301) | Somerset - AF1-143 | 64110 | Document Posted | Document Posted | In Progress
PJM | AF1-144 | 2019-09-18 | Solar PV | 100 | Ohio | Franklin | Active | American Electric Power (AEP) | Hayden 345 kV | Hayden (SubstationID: 47032) | Franklin - AF1-144 | 64173 | Document Posted | Document Posted | In Progress
PJM | AF1-145 | 2019-09-18 | Solar PV | 20 | New Jersey | Morris | Withdrawn | Jersey Central Power & Light | Flanders-Netcong 34.5 kV | Flanders (SubstationID: 56928) | Morris - AF1-145 | 64267 | Withdrawn
PJM | AF1-146 | 2019-09-18 | Solar PV | 202 | Pennsylvania | Lawrence | Active | American Transmission Systems, Inc. (ATSI) | Hoytdale -McClelland 345 kV | Hoytdale (SubstationID: 21226) - McClelland (SubstationID: 45241) | Lawrence - AF1-146/AF2-322 | 64072 | Document Posted | Document Posted | In Progress
PJM | AF1-130 | 2019-09-18 | Solar PV | 200 | Kentucky | Martin | Active | American Electric Power (AEP) | Inez 138 kV | Inez (SubstationID: 30871) | Martin - AF1-130 | 64176 | Document Posted | Document Posted | In Progress
PJM | AF1-131 | 2019-09-18 | Solar PV | 16.2 | Pennsylvania | Bedford | Withdrawn | Allegheny Power | Clearville-Clearville Junction 34.5 kV |  | Bedford - AF1-131 | 64078 | Document Posted | Document Posted
PJM | AF1-132 | 2019-09-18 | Solar PV | 20 | Pennsylvania | Centre | Withdrawn | Allegheny Power | Shingletown-Boalsburg 46 kV | Boalsburg (SubstationID: 48593) - Shingletown (SubstationID: 34589) | Centre - AF1-132 | 64080 | Document Posted | Document Posted
PJM | AF1-133 | 2019-09-18 | Solar PV | 20 | Pennsylvania | Northampton | Engineering And Procurement | Metropolitan Edison Company | Pequest River-Richmond 34.5 kV | Pequest River (SubstationID: 42688) - Richmond (SubstationID: 40599) | NH Gravel Hill at Martins Creek | 64073 | Document Posted | Document Posted | Not Required | Wholesale Market Participation Agreement | Not Required
PJM | AF1-134 | 2019-09-18 | Solar PV | 20 | Pennsylvania | Clearfield | Active | Pennsylvania Electric Company (Penelec) | Philipsburg-Madera 34.5 kV | Madera (SubstationID: 19486) - Philipsburg (SubstationID: 19491) | Clearfield - AF1-134 | 64106 | Document Posted | Document Posted | In Progress
PJM | AF1-135 | 2019-09-18 | Solar PV | 20 | Pennsylvania | Clearfield | Withdrawn | Pennsylvania Electric Company (Penelec) | Madera 34.5 kV | Madera (SubstationID: 19486) | Clearfield - AF1-135 | 64270 | Document Posted
PJM | AF1-136 | 2019-09-18 | Solar PV | 15.7 | Pennsylvania | Fulton | Active | Allegheny Power | Warfordsburg-Purcell Junction 34.5 kV | Purcell Junction (SubstationID: 72868) - Warfordsburg (SubstationID: 36310) | Fulton - AF1-136 | 64087 | Document Posted | Document Posted | In Progress
PJM | AF1-137 | 2019-09-18 | Solar PV | 9.8 | Pennsylvania | Chester | Engineering And Procurement | PECO | Newlinville 34.5 kV | Newlinville Sub (SubstationID: 38937) | Ch-Valley Solar | 64069 | Document Posted | Document Posted | Not Required | Wholesale Market Participation Agreement | Not Required
PJM | AF1-138 | 2019-09-18 | Solar PV | 20 | Pennsylvania | Huntingdon | Withdrawn | Pennsylvania Electric Company (Penelec) | Huntingdon-Warrier Ridge 46 kV | Huntingdon (SubstationID: 35923) | Huntingdon - AF1-138 | 64271 | Document Posted
PJM | AF1-139 | 2019-09-18 | Solar PV | 20 | Pennsylvania | Wayne | Withdrawn | Pennsylvania Electric Company (Penelec) | Thompson 34.5 kV | Thompson (SubstationID: 55303) | Wayne - AF1-139 | 64286 | Document Posted
PJM | AF1-147 | 2019-09-19 | Solar PV | 100 | Virginia | Loudoun | Active | Dominion | Poland Rd-Runway DP 230kV | Poland Road (SubstationID: 21838) - RunwayDP (SubstationID: 64035) | Dulles International Airport (100MW) | 64155 | Document Posted | Document Posted | In Progress
PJM | AF1-148 | 2019-09-19 | Solar PV + Storage | 159 | Indiana | Wells | Active | American Electric Power (AEP) | Sorenson-Desoto 345 kV | Desoto (SubstationID: 29872) - Sorenson (SubstationID: 19517) | Wells - AF1-148 | 64183 | Document Posted | Document Posted | In Progress
PJM | AF1-149 | 2019-09-19 | Solar PV | 20 | Pennsylvania | Centre | Withdrawn | Allegheny Power | Graymont-Zion 46 kV |  | Centre - AF1-149 | 64068 | Document Posted | Document Posted
PJM | AF1-151 | 2019-09-19 | Solar PV | 20 | Pennsylvania | Franklin | Withdrawn | Allegheny Power | Fayetteville 34.5 kV | Fayetteville (SubstationID: 34335) | Franklin - AF1-151 | 64086 | Document Posted
PJM | AF1-152 | 2019-09-19 | Solar PV | 50 | North Carolina | Pasquotank | Active | Dominion | Swamp 230 kV | Swamp (SubstationID: 41342) | Perquimans - AF1-152 | 64179 | Document Posted | Document Posted
PJM | AF1-153 | 2019-09-19 | Solar PV | 20 | Pennsylvania | Elk | Active | Allegheny Power | Motion-Ridgeway 46 kV | Ridgeway (SubstationID: 56521) | Elk - AF1-153 | 64084 | Document Posted | Document Posted | In Progress
PJM | AF1-154 | 2019-09-19 | Solar PV | 20 | Pennsylvania | Dauphin | Withdrawn | PPL Electric Utilities | Dauphin | Dauphin (SubstationID: 21259) | Dauphin - AF1-154 | 64265 | Withdrawn
PJM | AF1-155 | 2019-09-19 | Solar PV | 20 | Pennsylvania | Elk | Engineering And Procurement | Allegheny Power | Paper City-Wilcox 46 kV | Paper City (SubstationID: 39556) | FR-Boyer Mill Guilford 34.5 | 64085 | Document Posted | Document Posted | Not Required | Wholesale Market Participation Agreement | Not Required
PJM | AF1-156 | 2019-09-19 | Solar PV | 150 | Illinois | Kankakee | Active | ComEd (Commonwealth Edison) | Braidwood-Davis Creek | Braidwood Generating Station (SubstationID: 16870) - Davis Creek (SubstationID: 21194) | Heritage Prairie Solar | 64312 | Document Posted | Document Posted | In Progress
PJM | AF1-329 | 2019-09-19 | Solar PV | 570 | Virginia | Charles City | Withdrawn | Dominion | Chickahominy 230 kV | Chickahominy (SubstationID: 39292) | Charles City - AF1-329 | 64263 | Withdrawn
PJM | AF1-279 | 2019-09-20 | Solar PV + Storage | 150 | Ohio | Lorain | Active | American Transmission Systems, Inc. (ATSI) | Carlisle 138 kV | Carlisle (SubstationID: 27493) | Light of Lorain | 64223 | Document Posted | Document Posted | In Progress
PJM | AF1-157 | 2019-09-20 | Solar PV | 25 | Delaware | Sussex | Withdrawn | Delmarva Power & Light Company | Laurel-Sussex 69 kV | Laurel (SubstationID: 25976) - Sussex Sub-Georgetown (SubstationID: 25991) | Sussex - AF1-157 | 64091 | Document Posted | Document Posted
PJM | AF1-158 | 2019-09-20 | Solar PV + Storage | 150 | Indiana | St. Joseph | Active | American Electric Power (AEP) | Edison-Gravel Pit 138 kV | Edison-729 E. 11Th St. (SubstationID: 30054) - Gravel Pit (SubstationID: 41623) | St. Joseph - AF1-158 | 64181 | Document Posted | Document Posted | In Progress
PJM | AF1-159 | 2019-09-20 | Solar PV | 50 | Ohio | Clinton | Active | Dayton Power & Light (DPL) | Martinsville-Wilmington 69 kV | Martinsville (SubstationID: 37897) - Wilmington (SubstationID: 37147) | Clinton Solar | 55459 | Document Posted | Document Posted | In Progress
PJM | AF1-163 | 2019-09-20 | Solar PV | 120 | Kentucky | Barren | Withdrawn | East Kentucky Power Cooperative | Barren-Summer Shade 161 kV | Barren County (SubstationID: 54729) - Summer Shade (SubstationID: 11139) | Barren - AF1-163 | 64166 | Withdrawn
PJM | AF1-164 | 2019-09-20 | Solar PV | 300 | Ohio | Allen | Active | American Electric Power (AEP) | Southwest Lima 345 kV | Southwest Lima (SubstationID: 19981) | Birch Solar Project | 67915 | Document Posted | Document Posted | In Progress
PJM | AF1-165 | 2019-09-23 | Solar PV | 15 | Pennsylvania | Lebanon | Active | Metropolitan Edison Company | Campbelltown-Millars Quarry 69 kV | Campbelltown (SubstationID: 63892) | Lebanon - AF1-165 | 64099 | Document Posted | Document Posted | In Progress
PJM | AF1-166 | 2019-09-23 | Solar PV | 16 | Pennsylvania | Franklin | Engineering And Procurement | Allegheny Power | Target-Chambers No.5 34.5 kV | Chambers No. 5 (SubstationID: 48597) - Guilford (SubstationID: 19587) | FR-BOYER MILL 1 | 64098 | Document Posted | Document Posted | Not Required | Wholesale Market Participation Agreement | Not Required
PJM | AF1-167 | 2019-09-23 | Solar PV | 13.5 | Pennsylvania | Clarion | Active | Allegheny Power | West Freedom-C&K Coal 25 kV | C&K Coal (SubstationID: 72860) - West Freedom (SubstationID: 72859) | Clarion - AF1-167 | 64170 | Document Posted | Document Posted | In Progress
PJM | AF1-168 | 2019-09-23 | Solar PV | 4 | New Jersey | Bergen | Withdrawn | Public Service Electric and Gas Company (PSE&G) | Kingsland 26.4 kV I | Kingsland (SubstationID: 13956) | Bergen - AF1-168 | 64260 | Withdrawn
PJM | AF1-169 | 2019-09-23 | Solar PV | 4 | New Jersey | Bergen | Withdrawn | Public Service Electric and Gas Company (PSE&G) | Kingsland 26.4 kV II | Kingsland (SubstationID: 13956) | Bergen - AF1-169 | 64261 | Withdrawn
PJM | AF1-170 | 2019-09-23 | Solar PV | 77.5 | Pennsylvania | Crawford | Active | Pennsylvania Electric Company (Penelec) | Springboro-Venango Junction 115 kV | Springboro (SubstationID: 55362) - Venango Junction (SubstationID: 56782) | Crawford - AF1-170 | 64082 | Document Posted | Document Posted | In Progress
PJM | AF1-171 | 2019-09-23 | Solar PV | 20 | Pennsylvania | Crawford | Withdrawn | American Transmission Systems, Inc. (ATSI) | Jamestown-Hartstown 69 kV | Hartstown (SubstationID: 56131) - Jamestown (SubstationID: 56132) | Crawford - AF1-171 | 64083 | Document Posted | Document Posted
PJM | AF1-322 | 2019-09-23 | Solar PV | 200 | Indiana | White | Active | American Electric Power (AEP) | Meadow Lake 345 kV | Meadow Lake (SubstationID: 19727) | White - AF1-322 | 64184 | Document Posted | Document Posted | In Progress
PJM | AF1-173 | 2019-09-23 | Solar PV | 50 | Virginia | Mecklenburg | Active | Dominion | Gretna DP-Shockoe DP 69 kV | Gretna (SubstationID: 35042) - Shockoe (SubstationID: 34590) | Whitehorn Solar | 50173 | Document Posted | Document Posted | In Progress
PJM | AF1-172 | 2019-09-24 | Solar PV | 250 | Pennsylvania | Clinton | Withdrawn | Pennsylvania Electric Company (Penelec) | Moshannon-Chapman 230 kV | Chapman (SubstationID: 39255) - Moshannon (SubstationID: 21224) | Clinton - AF1-172 | 64171 | Document Posted
PJM | AF1-174 | 2019-09-24 | Solar PV | 20 | Pennsylvania | Chester | Engineering And Procurement | PECO | Newlinville 34.5 kv II | Newlinville Sub (SubstationID: 38937) | Ch-Goosetown Solar | 64105 | Document Posted | Document Posted | Not Required | Wholesale Market Participation Agreement | Not Required
PJM | AF1-175 | 2019-09-24 | Solar PV + Storage | 152 | Indiana | St. Joseph | Withdrawn | American Electric Power (AEP) | Donald C Cook-Jackson Road 345 kV | Jackson Road (SubstationID: 30930) | St. Joseph - AF1-175 | 64182 | Document Posted
PJM | AF1-176 | 2019-09-24 | Solar PV + Storage | 300 | Michigan | St. Joseph | Active | American Electric Power (AEP) | Corey 138 kV | Corey (SubstationID: 21268) | St. Joseph - AF1-176 | 64248 | Document Posted | Document Posted | In Progress
PJM | AF1-201 | 2019-09-24 | Solar PV + Storage | 150 | Virginia | Gloucester | Active | Dominion | Hayes-White Marsh 115 kV | Hayes (SubstationID: 728) - White Marsh (SubstationID: 41257) | Gloucester - AF1-201 | 64175 | Document Posted | Document Posted | In Progress
PJM | AF1-202 | 2019-09-25 | Wind | 200 | Indiana | Blackford | Active | American Electric Power (AEP) | Keystone-Desoto 345 kV | Desoto (SubstationID: 29872) - Keystone (SubstationID: 20040) | Blackford - AF1-202 | 64272 | Document Posted | Document Posted | In Progress
PJM | AF1-203 | 2019-09-25 | Solar PV + Storage | 55 | Kentucky | Metcalfe | Active | East Kentucky Power Cooperative | Patton Rd-Summer Shade 69 kV | Patton Road Jct (SubstationID: 56716) - Summer Shade (SubstationID: 11139) | Glover Creek Solar | 61736 | Document Posted | Document Posted | In Progress
PJM | AF1-204 | 2019-09-25 | Wind | 255 | Indiana | Vermillion | Active | American Electric Power (AEP) | Eugene 345 kV | Eugene (SubstationID: 21548) | TGE Vermillion County Wind | 64284 | Document Posted | Document Posted | In Progress
PJM | AF1-205 | 2019-09-26 | Solar PV | 40 | Ohio | Henry | Active | American Transmission Systems, Inc. (ATSI) | Napoleon Muni 138 kV | Napoleon (SubstationID: 17574) | Henry - AF1-205 | 64218 | Document Posted | Document Posted | In Progress
PJM | AF1-206 | 2019-09-26 | Solar PV | 199 | Ohio | Fulton | Active | American Transmission Systems, Inc. (ATSI) | East Fayette 138 kV | East Fayette (SubstationID: 55657) - Lyons (SubstationID: 56542) | Fulton - AF1-206 | 64266 | Document Posted | Document Posted | In Progress
PJM | AF1-207 | 2019-09-26 | Wind | 180 | Indiana | White | Active | American Electric Power (AEP) | ReynoldsñOlive #1 345 kV | Olive (SubstationID: 21327) - Reynolds-White Co.-Honey Creek Twp. (SubstationID: 32397) | White - AF1-207 | 64287 | Document Posted | Document Posted | In Progress
PJM | AF1-208 | 2019-09-26 | Solar PV | 45 | New Jersey | Salem | Active | Atlantic City Electric | Quinton-Roadstown 69 kV | Quinton (SubstationID: 19560) - Roadstown (SubstationID: 19535) | Salem - AF1-208 | 64180 | Document Posted | Document Posted | In Progress
PJM | AF1-209 | 2019-09-26 | Solar PV | 15.9 | Pennsylvania | Franklin | Active | Allegheny Power | Guilford 34.5 kV | Chambers No. 5 (SubstationID: 48597) - Guilford (SubstationID: 19587) | FR-BOYER MILL 1 | 64098 | Document Posted | Document Posted | In Progress
PJM | AF1-210 | 2019-09-26 | Solar PV | 15.9 | Pennsylvania | Clarion | Engineering And Procurement | Allegheny Power | Burma 23 kV | Burma (SubstationID: 38735) | CL-Route 58 S | 64203 | Document Posted | Document Posted | Not Required | Wholesale Market Participation Agreement | Not Required
PJM | AF1-211 | 2019-09-26 | Solar PV | 30 | Pennsylvania | Lebanon | Active | Metropolitan Edison Company | Campbelltown-Millars Quarry 69 kV | Campbelltown (SubstationID: 63892) | Lebanon - AF1-165 | 64099 | Document Posted | Document Posted | In Progress
PJM | AF1-212 | 2019-09-26 | Solar PV | 45 | Pennsylvania | Lebanon | Active | Metropolitan Edison Company | Campbelltown-Millars Quarry 69 kV | Campbelltown (SubstationID: 63892) | Lebanon - AF1-165 | 64099 | Document Posted | Document Posted | In Progress
PJM | AF1-213 | 2019-09-26 | Solar PV | 151.8 | Pennsylvania | Clearfield | Withdrawn | Pennsylvania Electric Company (Penelec) | Bionol-Madera 115 kV | Madera (SubstationID: 19486) | Clearfield - AF1-213 | 64275 | Document Posted
PJM | AF1-214 | 2019-09-26 | Solar PV | 20 | Pennsylvania | Centre | Withdrawn | Allegheny Power | Nittany-Zion 46 kV | Nittany (SubstationID: 55534) - Zion (SubstationID: 72869) | Centre - AF1-214 | 64202 | Document Posted | Document Posted
PJM | AF1-215 | 2019-09-26 | Solar PV | 300 | Indiana | Starke | Active | American Electric Power (AEP) | Reynolds-Olive 345 kV | Olive (SubstationID: 21327) - Reynolds (SubstationID: 1430) | Starke - AF1-215/AF2-134 | 64268 | Document Posted | Document Posted | In Progress
PJM | AF1-216 | 2019-09-26 | Solar PV | 143.1 | Pennsylvania | Lycoming | Active | PPL Electric Utilities | Lycoming-Lock Haven 69 kV | Lycoming (SubstationID: 21089) - Woolrich (SubstationID: 37742) | Goonies Solar | 67298 | Document Posted | Document Posted | In Progress
PJM | AF1-271A | 2019-09-27 | Solar PV | 17 | Pennsylvania | Dauphin | Active | PPL Electric Utilities | Gratz 69 kV | Gratz - Dauphin County (SubstationID: 34975) | Dauphin - AF1-271A | 64335 | Document Posted | Document Posted | In Progress
PJM | AF1-287 | 2019-09-27 | Solar PV | 20 | Pennsylvania | Crawford | Active | Pennsylvania Electric Company (Penelec) | Edinboro South 34.5 kV II | Edinboro South (SubstationID: 55326) | Crawford - AF1-287 | 64277 | Document Posted | Document Posted | Not Required |  | Not Required
PJM | AF1-288 | 2019-09-27 | Solar PV | 20 | Pennsylvania | Bedford | Withdrawn | Pennsylvania Electric Company (Penelec) | Curryville-Claysburg 115 kV I | Claysburg (SubstationID: 21221) - Curryville (SubstationID: 56534) | Bedford - AF1-288 | 64245 | Document Posted
PJM | AF1-289 | 2019-09-27 | Solar PV | 20 | Pennsylvania | Bedford | Withdrawn | Pennsylvania Electric Company (Penelec) | Curryville-Claysburg 115 kV II | Claysburg (SubstationID: 21221) - Curryville (SubstationID: 56534) | Bedford - AF1-289 | 64246 | Document Posted
PJM | AF1-333 | 2019-09-27 | Solar PV | 20 | Pennsylvania | Union | Active | PPL Electric Utilities | Laurelton-Mifflinburg 69 kV | Laurelton (SubstationID: 56469) - Mifflinburg (SubstationID: 56468) | PD Solar 5 | 64319 | Document Posted | Document Posted | In Progress
PJM | AF1-334 | 2019-09-27 | Solar PV | 20 | Pennsylvania | Berks | Active | Metropolitan Edison Company | Northkill 69 kV | Northkill (SubstationID: 19552) | Berks - AF1-334 | 64331 | Document Posted | Document Posted | In Progress
PJM | AF1-335 | 2019-09-27 | Solar PV | 101.2 | Pennsylvania | Berks | Withdrawn | Metropolitan Edison Company | Northkill 230 kV | North Temple (SubstationID: 56522) - Northkill (SubstationID: 19552) | Berks - AF1-335 | 64332 | Document Posted | Document Posted
PJM | AF1-336 | 2019-09-27 | Solar PV | 20 | Pennsylvania | Berks | Active | Metropolitan Edison Company | Northkill 69 kV | Northkill (SubstationID: 19552) | Berks - AF1-334 | 64331 | Document Posted | Document Posted | In Progress
PJM | AF1-337 | 2019-09-27 | Solar PV | 20 | Pennsylvania | Union | Active | PPL Electric Utilities | Laurelton-Mifflinburg 69 kV | Laurelton (SubstationID: 56469) - Mifflinburg (SubstationID: 56468) | PD Solar 5 | 64319 | Document Posted | Document Posted | In Progress
PJM | AF1-338 | 2019-09-27 | Solar PV | 20 | Pennsylvania | Union | Active | PPL Electric Utilities | Laurelton-Mifflinburg 69 kV | Laurelton (SubstationID: 56469) - Mifflinburg (SubstationID: 56468) | PD Solar 5 | 64319 | Document Posted | Document Posted | In Progress
PJM | AF1-339 | 2019-09-27 | Solar PV | 20 | Pennsylvania | Union | Active | PPL Electric Utilities | Laurelton-Mifflinburg 69 kV | Laurelton (SubstationID: 56469) - Mifflinburg (SubstationID: 56468) | PD Solar 5 | 64319 | Document Posted | Document Posted | In Progress
PJM | AF1-217 | 2019-09-27 | Solar PV | 20 | Pennsylvania | Crawford | Engineering And Procurement | Pennsylvania Electric Company (Penelec) | Edinboro -Cambridge Springs 34.5 kV | Cambridge Springs (SubstationID: 56134) - Edinboro (SubstationID: 55224) | Crawford Solar II | 64264 | Document Posted | Document Posted | Not Required | Wholesale Market Participation Agreement | Not Required
PJM | AF1-218 | 2019-09-27 | Solar PV | 15 | Pennsylvania | Somerset | Withdrawn | Pennsylvania Electric Company (Penelec) | Scalp Level 23 kV | Scalp Level (SubstationID: 55358) | Somerset - AF1-218 | 64317 | Withdrawn
PJM | AF1-219 | 2019-09-27 | Solar PV + Storage | 30 | Kentucky | Boyle | Withdrawn | East Kentucky Power Cooperative | Hunt Farm 69 kV | Hunt Farm Junction (SubstationID: 56545) | Boyle - AF1-219 | 64226 | Document Posted | Document Posted
PJM | AF1-220 | 2019-09-27 | Solar PV | 151.7 | Pennsylvania | Elk | Withdrawn | Pennsylvania Electric Company (Penelec) | Ridgway-Whetstone 115 kV | Ridgway (SubstationID: 40608) - Whetstone (SubstationID: 55389) | Elk - AF1-220 | 64208 | Document Posted | Withdrawn
PJM | AF1-221 | 2019-09-27 | Solar PV | 180 | Indiana | Franklin | Active | American Electric Power (AEP) | College Corner-Drewersburg 138 kV | College Corner (SubstationID: 43164) - Drewersburg (SubstationID: 56523) | Franklin - AF1-221 | 64213 | Document Posted | Document Posted | In Progress
PJM | AF1-222 | 2019-09-27 | Wind - Offshore | 1326 | New Jersey | Monmouth | Active | Jersey Central Power & Light | Oceanview Wind 2 230 kV | Oceanview (SubstationID: 13433) | Oceanview Wind | 59991 | Document Posted | Document Posted | In Progress
PJM | AF1-223 | 2019-09-27 | Solar PV | 150 | Indiana | Blackford | Active | American Electric Power (AEP) | Jay-Desoto 138 kV | Desoto (SubstationID: 29872) - Jay (SubstationID: 30943) | Blackford - AF1-223 | 64199 | Document Posted | Document Posted | In Progress
PJM | AF1-224 | 2019-09-27 | Solar PV | 31.9 | Pennsylvania | Franklin | Engineering And Procurement | Allegheny Power | Fayetteville 34.5 kV | Fayetteville (SubstationID: 34335) | Fayetteville Solar | 60034 | Document Posted | Document Posted | Not Required | Wholesale Market Participation Agreement | Not Required
PJM | AF1-225 | 2019-09-27 | Solar PV | 20 | Pennsylvania | Franklin | Active | Allegheny Power | Milnor 34.5 kV | Milnor (SubstationID: 48626) | Franklin - AF1-225 | 64214 | Document Posted | Document Posted | In Progress
PJM | AF1-226 | 2019-09-27 | Solar PV | 35 | Pennsylvania | Columbia | Active | PPL Electric Utilities | Bowmans Mill-Scott 69 kV | Bowmanns Mill (SubstationID: 72845) - Scott - Columbia County (SubstationID: 34213) | Columbia - AF1-226/AF2-232 | 64293 | Document Posted | Document Posted | In Progress
PJM | AF1-227 | 2019-09-27 | Solar PV | 325 | Ohio | Union | Active | American Electric Power (AEP) | Marysville-East Lima 345 kV | East Lima (SubstationID: 20097) - Marysville (SubstationID: 14199) | AEUG Union Solar | 67167 | Document Posted | Document Posted | In Progress
PJM | AF1-228 | 2019-09-27 | Solar PV | 155 | Ohio | Madison | Active | American Electric Power (AEP) | Beatty-Greene 345 kV | Beatty (SubstationID: 14020) - Greene (SubstationID: 35014) | Madison - AF1-228 | 64224 | Document Posted | Document Posted | In Progress
PJM | AF1-229 | 2019-09-27 | Solar PV | 120 | Ohio | Wyandot | Active | American Electric Power (AEP) | Galion-South Berwick 345 kV | Galion (SubstationID: 14018) - South Berwick (SubstationID: 34708) | Wyandot - AF1-229 | 64233 | Document Posted | Document Posted | In Progress
PJM | AF1-230 | 2019-09-27 | Solar PV | 49 | Ohio | Crawford | Withdrawn | American Electric Power (AEP) | Chatfield 138 kV | Chatfield (SubstationID: 39267) | Crawford - AF1-230 | 64205 | Document Posted
PJM | AF1-232 | 2019-09-27 | Solar PV + Storage | 160 | Pennsylvania | Somerset | Withdrawn | Pennsylvania Electric Company (Penelec) | Allegheny-Somerset 115 kV | Allegheny (SubstationID: 20205) - Somerset (SubstationID: 19473) | Somerset - AF1-232 | 64283 | Document Posted | Document Posted | Withdrawn
PJM | AF1-233 | 2019-09-27 | Solar PV + Storage | 225 | Kentucky | Fleming | Active | East Kentucky Power Cooperative | Flemingsburg 138 kV | Flemingsburg (SubstationID: 30219) | Fleming Solar Project | 64210 | Document Posted | Document Posted | In Progress | Interim Study
PJM | AF1-234 | 2019-09-27 | Solar PV | 20 | Pennsylvania | Berks | Withdrawn | Metropolitan Edison Company | Baldy-Wesnberg 69 kV | Baldy (SubstationID: 56835) - Wesnberg (SubstationID: 63798) | Berks - AF1-234 | 64291 | Withdrawn
PJM | AF1-236 | 2019-09-27 | Solar PV | 1210 | North Carolina | Tyrell | Active | Dominion | Mackeys 230 kV | Mackeys (SubstationID: 42628) | Tyrrell - AF1-236/AG1-431 | 64298 | Document Posted | Document Posted | In Progress
PJM | AF1-330 | 2019-09-30 | Solar PV | 40 | Illinois | Mchenry | Active | ComEd (Commonwealth Edison) | Marengo | Marengo (SubstationID: 25336) | McHenry - AD1-016/AF1-330 | 52530 | Document Posted | Document Posted | In Progress
PJM | AF1-331 | 2019-09-30 | Solar PV | 60 | Illinois | Ogle | Active | ComEd (Commonwealth Edison) | Twombley Road | Twombley Road (SubstationID: 45027) | Rochelle Solar (FKA Twombley Road) | 51827 | Document Posted | Document Posted | In Progress
PJM | AF1-332 | 2019-09-30 | Solar PV | 225 | Illinois | Lee | Withdrawn | ComEd (Commonwealth Edison) | Electric Jct-Nelson | Electric Junction (SubstationID: 25202) - Nelson (SubstationID: 25212) | Lee - AF1-332 | 65568 | Document Posted
PJM | AF1-314 | 2019-09-30 | Wind | 212 | Illinois | Stephenson | Active | ComEd (Commonwealth Edison) | Lena 138 kV | Lena (SubstationID: 20066) | Stephenson - AF1-314 | 64510 | Document Posted | In Progress
PJM | AF1-315 | 2019-09-30 | Solar PV | 60 | Ohio | Clermont | Withdrawn | Duke Energy Kentucky, Inc., Duke Energy Ohio | Cedarville-Ford 138 kV | Cedarville (SubstationID: 27494) - Ford - Clermont County (SubstationID: 56695) | Clermont - AF1-315 | 64334 | Document Posted | Document Posted
PJM | AF1-316 | 2019-09-30 | Solar PV | 132 | Illinois | Grundy | Withdrawn | ComEd (Commonwealth Edison) | Katydid Road 345 kV | Katydid Road (SubstationID: 19868) | Grundy - AF1-316 | 64507 | Document Posted
PJM | AF1-317 | 2019-09-30 | Solar PV | 175 | Illinois | Lee | Withdrawn | ComEd (Commonwealth Edison) | Electric Junction-Nelson 354 kV | Electric Junction (SubstationID: 25202) - Nelson (SubstationID: 25212) | Eldena Solar | 62349 | Document Posted | Document Posted
PJM | AF1-318 | 2019-09-30 | Wind | 300 | Illinois | Putnam | Active | ComEd (Commonwealth Edison) | Crescent Ridge-Corbin | Crescent Ridge (SubstationID: 19960) | Putnam - AF1-318 | 64512 | Document Posted | In Progress
PJM | AF1-319 | 2019-09-30 | Solar PV | 58 | Ohio | Union | Active | Dayton Power & Light (DPL) | Honda Marysville Tap 69 kV | Honda Marysville (SubstationID: 21094) | Union - AF1-319/AF2-084 | 64342 | Document Posted | Document Posted | In Progress
PJM | AF1-320 | 2019-09-30 | Solar PV + Storage | 70 | New Jersey | Warren | Active | Jersey Central Power & Light | Merrill Creek 115 kV | Merrill Creek (SubstationID: 63143) | Warren - AF1-320 | 64285 | Document Posted | Document Posted | In Progress
PJM | AF1-321 | 2019-09-30 | Solar PV | 20 | Pennsylvania | Somerset | Active | Pennsylvania Electric Company (Penelec) | Hooversville 115 kV I | Hooversville (SubstationID: 19484) | Somerset - AF1-321 | 64318 | Document Posted | Document Posted | In Progress
PJM | AF1-323 | 2019-09-30 | Solar PV | 55 | Virginia | Albemarle | Active | American Electric Power (AEP) | Scottsville-Colleen 138 kV | Colleen (SubstationID: 48274) - Scottsville (Ap) (SubstationID: 23972) | Albemarle - AF1-323/AF2-302 | 64244 | Document Posted | Document Posted | In Progress
PJM | AF1-240 | 2019-09-30 | Solar PV | 20 | Pennsylvania | Armstrong | Active | Pennsylvania Electric Company (Penelec) | Timblin 34.5 kV | Timblin (SubstationID: 55365) | Armstrong - AF1-240 | 64198 | Document Posted | Document Posted | In Progress
PJM | AF1-241 | 2019-09-30 | Solar PV | 15 |  | N/a | Withdrawn | PPL Electric Utilities | Watson 12.47 kV | Watson - Northumberland County (SubstationID: 36357) | Northumberland - AF1-241 | 64230 | Document Posted
PJM | AF1-242 | 2019-09-30 | Solar PV | 20 |  | N/a | Withdrawn | Allegheny Power | Wilcox-Paper City 46 kV | Paper City (SubstationID: 39556) | Elk - AF1-242 | 64209 | Document Posted
PJM | AF1-246 | 2019-09-30 | Solar PV | 100 | Virginia | Charlotte | Active | Dominion | Clover-Rawlings 500 kV | Clover (SubstationID: 14128) - Rawlings (SubstationID: 20240) | Charlotte - AF1-246 | 64167 | Document Posted | Document Posted | In Progress
PJM | AF1-247 | 2019-09-30 | Solar PV | 50 | Ohio | Butler | Withdrawn | Duke Energy Kentucky, Inc., Duke Energy Ohio | Woodsdale 345 kV | Woodsdale (SubstationID: 20594) | Butler - AF1-247 | 64200 | Withdrawn
PJM | AF1-248 | 2019-09-30 | Solar PV | 14 | Virginia | Westmoreland | Partially In Service - Under Construction | Dominion | Northern Neck 34.5 kV | Northern Neck (SubstationID: 43197) | Gardyís Mill Solar | 51775 | Document Posted | Document Posted | Not Required | Wholesale Market Participation Agreement | Not Required
PJM | AF1-249 | 2019-09-30 | Solar PV | 19.9 | Ohio | Warren | Engineering And Procurement | Duke Energy Kentucky, Inc., Duke Energy Ohio | Nickel 12.47 kV | Nickel (SubstationID: 27528) | Nickel Solar | 64232 | Document Posted | Document Posted | Not Required | Wholesale Market Participation Agreement | Not Required
PJM | AF1-250 | 2019-09-30 | Solar PV | 68 | Pennsylvania | Mercer | Active | American Transmission Systems, Inc. (ATSI) | Maysville 69 kV II | Maysville-Mercer County (SubstationID: 56043) | Mercer - AE2-285/AF1-250 | 62030 | Document Posted | Document Posted | In Progress
PJM | AF1-251 | 2019-09-30 | Solar PV + Storage | 220 | Kentucky | Clark | Active | East Kentucky Power Cooperative | Avon-North Clark 345 kV | Avon (SubstationID: 56078) - North Clark (SubstationID: 55539) | Clark - AF1-251 | 64274 | Document Posted | Document Posted | In Progress
PJM | AF1-254 | 2019-09-30 | Solar PV | 20 | Pennsylvania | Franklin | Active | Allegheny Power | Milnor-Huyetts 34.5 kV | Huyetts (SubstationID: 48520) - Milnor (SubstationID: 48626) | Franklin - AF1-254 | 64215 | Document Posted | Document Posted | In Progress
PJM | AF1-255 | 2019-09-30 | Solar PV | 13.5 | Pennsylvania | Bedford | Withdrawn | Pennsylvania Electric Company (Penelec) | Osterburg-Claysburg 23 kV | Claysburg (SubstationID: 21221) - Osterburg (SubstationID: 1415) | Bedford - AF1-255 | 64330 | Document Posted
PJM | AF1-256 | 2019-09-30 | Solar PV | 80 | Kentucky | Fleming | Active | East Kentucky Power Cooperative | Flemingsburg-Spurlock 138 kV | Flemingsburg (SubstationID: 30219) - H.L. Spurlock Station (SubstationID: 17960) | Fleming - AF1-256 | 64211 | Document Posted | Document Posted | In Progress
PJM | AF1-257 | 2019-09-30 | Solar PV | 3 | New Jersey | Hunterdon | Active | Jersey Central Power & Light | Hawks 2 12 kV | Hawks (SubstationID: 42686) | Holland Solar (Wetteland) | 42420 | Document Posted | Document Posted | Not Required |  | Not Required
PJM | AF1-258 | 2019-09-30 | Solar PV | 15 | Maryland | Wicomico | Engineering And Procurement | Delmarva Power & Light Company | Rockawalkin 69 kV | Rockawalkin (SubstationID: 41305) | Hebron Solar (FKA Longview Solar & Rockfish Solar Power Plant) | 41002 | Document Posted | Document Posted | Not Required | Wholesale Market Participation Agreement | Not Required
PJM | AF1-259 | 2019-09-30 | Solar PV | 6 | Maryland | Queen Anne's | Engineering And Procurement | Delmarva Power & Light Company | Price 25 kV | Price (SubstationID: 19850) | Church Hill | 34482 | Document Posted | Document Posted | Not Required | Document Posted | Not Required
PJM | AF1-260 | 2019-09-30 | Solar PV | 7 | New Jersey | Monmouth | In Service | Jersey Central Power & Light | Allenwood-Larrabee 2 34.5 kV | Allenwood (SubstationID: 42662) - Larrabee (SubstationID: 13549) | Howell Solar (AKA Lakewood-Farmingdale Road Solar Farm) | 41859 | Document Posted | Document Posted | Not Required | Document Posted | Not Required
PJM | AF1-261 | 2019-09-30 | Solar PV | 7 | New Jersey | Burlington | Engineering And Procurement | Public Service Electric and Gas Company (PSE&G) | Burlington 26 kV | Burlington (SubstationID: 11690) | North American Solar | 45676 | Document Posted | Document Posted | Not Required | Document Posted | Not Required
PJM | AF1-262 | 2019-09-30 | Solar PV | 2 | New Jersey | Salem | Active | Atlantic City Electric | Upper Pittsgrove 12 kV | Upper Pittsgrove (SubstationID: 20991) | Husted Station | 34356 | Document Posted | Document Posted | In Progress
PJM | AF1-263 | 2019-09-30 | Solar PV | 2 | New Jersey | Salem | Withdrawn | Jersey Central Power & Light | Bennett-Farmingdale 2 34.5 kV | Bennett (SubstationID: 42287) - Farmingdale (SubstationID: 13548) | Skudera Solar (Brickyard LLC) | 42421 | Document Posted | Document Posted
PJM | AF1-264 | 2019-09-30 | Solar PV | 3 | New Jersey | Gloucester | Engineering And Procurement | Public Service Electric and Gas Company (PSE&G) | Runnemede 13 kV | Runnemeade (SubstationID: 34040) | Owens Corning Solar | 27749 | Document Posted | Document Posted | Not Required | Document Posted | Not Required
PJM | AF1-267 | 2019-09-30 | Solar PV | 54 | Kentucky | Madison | Withdrawn | East Kentucky Power Cooperative | Union City Tap 138 kV | Union City (SubstationID: 47455) | Madison - AF1-267 | 64225 | Document Posted | Document Posted
PJM | AF1-268 | 2019-09-30 | Solar PV | 83 | Indiana | Delaware | Active | American Electric Power (AEP) | Desoto-Jay 138 kV | Desoto (SubstationID: 29872) - Jay (SubstationID: 30943) | Delaware - AF1-268 | 64206 | Document Posted | Document Posted | In Progress
PJM | AF1-272 | 2019-09-30 | Solar PV | 110 | Pennsylvania | Indiana | Active | Pennsylvania Electric Company (Penelec) | Lucerne 115 kV | Lucerne (SubstationID: 55343) | Indiana - AF1-272 | 64219 | Document Posted | Document Posted | In Progress
PJM | AF1-273 | 2019-09-30 | Solar PV | 85 | Pennsylvania | Somerset | Withdrawn | Pennsylvania Electric Company (Penelec) | Allegheny 115 kV | Allegheny (SubstationID: 20205) | Somerset - AF1-273 | 64231 | Document Posted | Document Posted
PJM | AF1-274 | 2019-09-30 | Solar PV | 85 | Pennsylvania | Clearfield | Withdrawn | Pennsylvania Electric Company (Penelec) | Harvey Run 115 kV | Harvey Run (SubstationID: 55336) | Clearfield - AF1-274 | 64276 | Document Posted | Withdrawn
PJM | AF1-276 | 2019-09-30 | Solar PV | 100 | Pennsylvania | Mckean | Active | Pennsylvania Electric Company (Penelec) | Lewis Run-Pierce Brook 230 kV | Lewis Run (SubstationID: 20553) - Pierce Brook (SubstationID: 20552) | McKean - AF1-276 | 64279 | Document Posted | In Progress
PJM | AF1-277 | 2019-09-30 | Solar PV | 200 | Pennsylvania | Mckean | Active | Pennsylvania Electric Company (Penelec) | Lewis Run-Pierce Brook 2 230 kV | Lewis Run (SubstationID: 20553) - Pierce Brook (SubstationID: 20552) | McKean - AF1-276 | 64279 | Document Posted | In Progress
PJM | AF1-278 | 2019-09-30 | Solar PV | 280 | Pennsylvania | Mc Kean | Active | Pennsylvania Electric Company (Penelec) | Lewis Run-Pierce Brook 3 230 kV | Lewis Run (SubstationID: 20553) - Pierce Brook (SubstationID: 20552) | McKean - AF1-276 | 64279 | Document Posted | In Progress
PJM | AF1-290 | 2019-09-30 | Solar PV | 80 | West Virginia | Jefferson | Active | Allegheny Power | Feagans Mill-Millville 138 kV | Feagans Mills (SubstationID: 34337) - Millville (SubstationID: 21190) | Jefferson - AF1-290 | 64311 | Document Posted | Document Posted | In Progress
PJM | AF1-291 | 2019-09-30 | Solar PV | 20 | Virginia | Chesterfield | Engineering And Procurement | Dominion | Tyler 34.5 kV | Tyler (SubstationID: 35858) | Chester Solar Technology Park (AF1-291/AF2-257) | 65799 | Document Posted | Document Posted | Not Required | Wholesale Market Participation Agreement | Not Required
PJM | AF1-291A | 2019-09-30 | Solar PV | 80 | Virginia | Frederick | Active | Allegheny Power | Bartonsville-Meadow Brook 138 kV | Bartonville (SubstationID: 21183) - Meadow Brook (SubstationID: 677) | Bartonsville Energy Facility II | 64295 | Document Posted | Document Posted | In Progress
PJM | AF1-292 | 2019-09-30 | Solar PV | 14.9 | Virginia | Greensville | Active | Dominion | Fields 34.5kV | Fields Crossroads (SubstationID: 64059) | Greensville - AF1-292 | 64278 | Document Posted | Document Posted | In Progress
PJM | AF1-293 | 2019-09-30 | Solar PV + Storage | 127.9 | Virginia | Fluvanna | Active | Dominion | Kidds Store-Fort Union 115 kV | Fork Union (SubstationID: 54639) - Kidds Store DP 115 (SubstationID: 12734) | Fluvanna - AF1-293 | 64506 | Document Posted | Document Posted | In Progress
PJM | AF1-294 | 2019-09-30 | Solar PV | 41 | Virginia | Amelia | Active | Dominion | Jetersville-Ponton 115 kV | Jetersville (SubstationID: 36099) - Ponton (SubstationID: 56149) | Amelia - AF1-294/AF2-115 | 64290 | Document Posted | Document Posted | In Progress
PJM | AF1-296 | 2019-09-30 | Wind | 212.1 | Illinois | Whiteside | Active | ComEd (Commonwealth Edison) | Garden Plain 138 kV | Garden Plain (SubstationID: 25307) | Whiteside - AF1-296 | 64515 | Document Posted | In Progress
PJM | AF1-297 | 2019-09-30 | Solar PV | 52.8 | Pennsylvania | Greene | Withdrawn | Allegheny Power | North Longview 500 kV | North Longview (SubstationID: 20065) | Longview Power Clean Energy Center Solar (AKA Monongalia - AF1-297) | 64281 | Document Posted | Document Posted
PJM | AF1-298 | 2019-09-30 | Solar PV | 200 | Indiana | Delaware | Withdrawn | American Electric Power (AEP) | Desoto 345 kV | Desoto (SubstationID: 29872) | Delaware - AF1-298 | 64207 | Document Posted
PJM | AF1-299 | 2019-09-30 | Solar PV | 15 | Maryland | Harford | Engineering And Procurement | Baltimore Gas & Electric | Otter Point 34.5 kV I | Otter Point (SubstationID: 20073) | Fairview Farms I and II | 64354 | Document Posted | Document Posted | Not Required | Wholesale Market Participation Agreement | Not Required
PJM | AF1-300 | 2019-09-30 | Solar PV | 15 | Maryland | Harford | Engineering And Procurement | Baltimore Gas & Electric | Otter Point 34.5 kV II | Otter Point (SubstationID: 20073) | Fairview Farms I and II | 64354 | Document Posted | Document Posted | Not Required | Wholesale Market Participation Agreement | Not Required
PJM | AF1-301 | 2019-09-30 | Solar PV | 127 | Virginia | Louisa | Active | Dominion | Louisa-South Anna 230 kV | Louisa CT (SubstationID: 18098) - South Anna Pumping Station (SubstationID: 16934) | Louisa - AF1-301 | 64296 | Document Posted | Document Posted | In Progress
PJM | AF1-302 | 2019-09-30 | Solar PV | 142 | Pennsylvania | Jefferson | Active | Allegheny Power | Brookville-Squab Hollow 138 kV | Brookville (SubstationID: 21218) - Squab Hollow (SubstationID: 21217) | Jefferson - (AE2-316 & AF1-302) | 62108 | Document Posted | Document Posted | In Progress
PJM | AF1-304 | 2019-09-30 | Solar PV + Storage | 100 | Pennsylvania | Venango | Active | Pennsylvania Electric Company (Penelec) | Titusville-Grandview 115 kV | Grandview (SubstationID: 55334) - Titusville (SubstationID: 55366) | Venango - AF1-304 | 64323 | Document Posted | Document Posted | In Progress
PJM | AF1-305 | 2019-09-30 | Solar PV + Storage | 35 | Pennsylvania | Mercer | Withdrawn | American Transmission Systems, Inc. (ATSI) | Maysville-Masury 138 kV | Masury (SubstationID: 47242) - Maysville-Mercer County (SubstationID: 56043) | Mercer - AF1-305 | 64356 | Document Posted | Document Posted
PJM | AF1-307 | 2019-09-30 | Solar PV | 66.5 | Pennsylvania | Indiana | Withdrawn | Pennsylvania Electric Company (Penelec) | Seward-Jackson Rd 115 kV | Jackson Road (SubstationID: 55340) - Seward (SubstationID: 17052) | Indiana - AF1-307 | 64338 | Document Posted | Document Posted
PJM | AF1-308 | 2019-09-30 | Solar PV | 60 | Ohio | Pike | Withdrawn | American Electric Power (AEP) | Waverly 138 kV | Waverly (SubstationID: 36365) | Pike - AF1-308 | 64282 | Document Posted
PJM | AF1-309 | 2019-09-30 | Solar PV | 32 | Pennsylvania | Adams | Withdrawn | Metropolitan Edison Company | North Hanover 115 kV | Hunterstown (SubstationID: 54813) - Jackson (SubstationID: 19402) | Adams - AF1-309 | 64329 | Document Posted | Document Posted
PJM | AF1-310 | 2019-09-30 | Solar PV | 300 | Virginia | Halifax | Withdrawn | Dominion | Clover 230 kV | Clover (SubstationID: 14128) | Halifax - AF1-310 | 64508 | Withdrawn
PJM | AF1-311 | 2019-09-30 | Solar PV | 150 | Pennsylvania | Montour | Active | PPL Electric Utilities | Montour 230 kV | Montour (PPL) (SubstationID: 20048) | sPower Development Company, LLC | 64340 | Document Posted | Document Posted | In Progress
PJM | AF1-312 | 2019-09-30 | Solar PV + Storage | 150 | North Carolina | Rockingham | Withdrawn | American Electric Power (AEP) | Dan River-Ridgeway 138 kV | Dan River (SubstationID: 16787) - Ridgeway (SubstationID: 23963) | Rockingham - AF1-312 | 64513 | Withdrawn
PJM | AF1-313 | 2019-09-30 | Solar PV | 40 | Indiana | Delaware | Withdrawn | American Electric Power (AEP) | Wes Del-Royerton 138 kV | Royerton (SubstationID: 45336) - Wes-Del (SubstationID: 33454) | Delaware - AF1-313/AF2-335/AF2-370 | 64336 | Document Posted | Document Posted
PJM | AF1-282 | 2019-09-30 | Solar PV | 100 | Ohio | Highland | Active | Dayton Power & Light (DPL) | Stuart-Clinton 345 kV | Clay (SubstationID: 56475) | Highland - AF1-282 | 64309 | Document Posted | Document Posted | In Progress
PJM | AF1-283 | 2019-09-30 | Solar PV | 130 | Ohio | Highland | Active | Dayton Power & Light (DPL) | Stuart-Clinton 345 kV | Clinton (SubstationID: 39386) - Stuart (SubstationID: 18252) | Highland - AF1-283 | 64337 | Document Posted | Document Posted | In Progress
PJM | AF1-284 | 2019-09-30 | Solar PV | 20 | Maryland | Garrett | Withdrawn | Allegheny Power | Penn Mar-Garrett 138 kV | Garrett (SubstationID: 34818) - Penn Mar (SubstationID: 55349) | Garrett - AF1-284 | 64216 | Document Posted
PJM | AF1-285 | 2019-09-30 | Solar PV + Storage | 130 | Ohio | Hardin | Active | American Electric Power (AEP) | Gunn Road 345 kV | Scioto Ridge (AKA Gunn Road) (SubstationID: 20793) | Hardin - AE2-306 | 62207 | Document Posted | Document Posted | In Progress
PJM | AF1-286 | 2019-09-30 | Solar PV | 13.6 | Pennsylvania | Bradford | Active | Pennsylvania Electric Company (Penelec) | East Sayre 34.5 kV II | East Sayre (SubstationID: 55324) | Bradford - AF1-286 | 64273 | Document Posted | Document Posted | In Progress
PJM | AF1-271 | 2019-09-30 | Solar PV | 60 | Pennsylvania | Butler | Active | Allegheny Power | Keisters-Krendale 138 kV | Keister (SubstationID: 21245) - Krendale (SubstationID: 36541) | Butler - AF1-271 | 64201 | Document Posted | Document Posted | In Progress
PJM | AF2-001 | 2019-10-01 | Solar PV | 20 | Pennsylvania | Somerset | Active | Pennsylvania Electric Company (Penelec) | Hooversville 115 kV II | Hooversville (SubstationID: 19484) | Somerset - AF2-001 | 64357 | Document Posted | Document Posted
PJM | AF2-002 | 2019-10-01 | Solar PV | 10 | Pennsylvania | Somerset | Active | Pennsylvania Electric Company (Penelec) | Hooversville 115 kV III | Hooversville (SubstationID: 19484) | Somerset - AF2-002 | 64358 | Document Posted | Document Posted
PJM | AF2-003 | 2019-10-01 | Wind | 303 | Illinois | Marshall | Withdrawn | ComEd (Commonwealth Edison) | Powerton-Mole Creek | Mole Creek (SubstationID: 55700) - Powerton (SubstationID: 16885) | Woodford - AF2-003 | 64509 | Document Posted
PJM | AF2-006 | 2019-10-01 | Solar PV | 19.8 | Pennsylvania | Lackawanna | Active | PPL Electric Utilities | Jermyn Tap-Brownell 69 kV | Brownell (SubstationID: 56895) - Jermyn (SubstationID: 36094) | Lackawanna - AF2-006 | 64546 | Document Posted | Document Posted
PJM | AF2-007 | 2019-10-01 | Solar PV | 20 | Pennsylvania | Lackawanna | Withdrawn | PPL Electric Utilities | Tinker TapñEast Carbondale 69 kV | East Carbondale (SubstationID: 19963) - Lackawanna (SubstationID: 608) | Lackawanna - AF2-007 | 64547 | Document Posted
PJM | AF2-010 | 2019-10-11 | Solar PV | 77 | Pennsylvania | Erie | Active | Pennsylvania Electric Company (Penelec) | Union City-Titusville 115 kV | Titusville (SubstationID: 55366) - Union City (SubstationID: 55384) | Erie - AF2-010 | 64294 | Document Posted | Document Posted
PJM | AF2-014 | 2019-10-18 | Solar PV | 150 | Ohio | Van Wert | Active | American Electric Power (AEP) | Maddox Creek 345 kV | Maddox Creek (SubstationID: 42630) | Van Wert - AF2-014 | 64516 | Document Posted | Document Posted | In Progress
PJM | AF2-032 | 2019-10-28 | Solar PV | 1132 | Illinois | Christian | Active | ComEd (Commonwealth Edison) | Kincaid | Kincaid Power Plant (SubstationID: 10507) | Christian - AF2-032 | 64868 | Document Posted | Document Posted
PJM | AF2-034 | 2019-10-28 | Solar PV + Storage | 1238.8 | Illinois | Kendall | Active | ComEd (Commonwealth Edison) | Kendall 345kV | Kendall County Generation Facility (SubstationID: 16862) | Kendall County Generation Facility - Solar + Storage | 65171 | Document Posted | Document Posted | In Progress
PJM | AF2-017 | 2019-10-31 | Solar PV | 20 | Kentucky | Pike | Withdrawn | American Electric Power (AEP) | John's Creek 34 kV | Johns Creek (SubstationID: 30963) | Pike - AF2-017 | 64607 | Withdrawn
PJM | AF2-018 | 2019-11-01 | Solar PV | 200 | Kentucky | Martin | Active | American Electric Power (AEP) | Inez 138 kV | Inez (SubstationID: 30871) | Martin - AF2-018 | 64559 | Document Posted | In Progress
PJM | AF2-035 | 2019-11-27 | Solar PV | 80 | Virginia | Hanover | Active | Dominion | St. Johns 115 kV | St. Johns (SubstationID: 35125) | Hanover - AF2-035 | 64856 | Document Posted | Document Posted
PJM | AF2-036 | 2019-11-27 | Solar PV | 62 | Virginia | Richmond | Withdrawn | Dominion | Garner-Northern Neck 115 kV | Garner (SubstationID: 48275) - Northern Neck (SubstationID: 16944) | Richmond - AF2-036 | 65097 | Withdrawn
PJM | AF2-037 | 2019-11-29 | Solar PV | 94 | Virginia | Louisa | Active | Dominion | Louisa-North Anna 230 kV | Louisa (SubstationID: 56578) - North Anna (SubstationID: 14143) | Two Oaks Solar | 65380 | Document Posted | Document Posted
PJM | AF2-039 | 2019-11-29 | Solar PV | 13.5 | Pennsylvania | Clearfield | Active | Pennsylvania Electric Company (Penelec) | Shawville-Clearfield 34.5 kV | Clearfield (SubstationID: 19521) - Shawville (SubstationID: 12622) | Clearfield - AF2-039/AF2-088 | 64841 | Document Posted | Document Posted | In Progress
PJM | AF2-041 | 2019-12-09 | Solar PV | 300 | Illinois | Lee | Active | ComEd (Commonwealth Edison) | Nelson-Electric Junction 345 kV | Electric Junction (SubstationID: 25202) - Nelson (SubstationID: 25212) | Lee - AF2-041 | 64950 | Document Posted | Document Posted | In Progress
PJM | AF2-042 | 2019-12-09 | Solar PV | 500 | Virginia | Halifax | Active | Dominion | Clover-Rawlings 500 kV | Clover (SubstationID: 14128) - Rawlings (SubstationID: 20240) | Halifax - AF2-042 | 64955 | Document Posted | Document Posted | In Progress
PJM | AF2-043 | 2019-12-10 | Solar PV | 20 | Virginia | City Of Suffolk | Engineering And Procurement | Dominion | Suffolk 34.5 kV | Suffolk (SubstationID: 1374) | Pleasant Hill Solar | 65010 | Document Posted | Document Posted | Not Required | Wholesale Market Participation Agreement | Not Required
PJM | AF2-046 | 2019-12-19 | Solar PV | 150 | North Carolina | Hertford | Active | Dominion | Tunis-Mapleton 115 kV | Mapleton D.P. (SubstationID: 56819) - Tunis (SubstationID: 54708) | Hertford - AF2-046 | 64990 | Document Posted | Document Posted
PJM | AF2-047 | 2019-12-19 | Solar PV | 150 | North Carolina | Washington | Active | Dominion | Creswell-Riders Creek 115 kV | Creswell (SubstationID: 42635) - Riders Creek (SubstationID: 41535) | Washington - AF2-047 | 65310 | Document Posted | Document Posted
PJM | AF2-048 | 2019-12-19 | Solar PV | 140 | Ohio | Jackson | Active | American Electric Power (AEP) | Rio-Lick 138 kV | Lick (SubstationID: 37284) - Rio (SubstationID: 40618) | Dixon Run Solar, LLC | 49661 | Document Posted | Document Posted | In Progress
PJM | AF2-049 | 2019-12-20 | Solar PV | 180 | Virginia | Caroline | Active | Dominion | Ladysmith CT-St. Johns 230 kV | Ladysmith CT (SubstationID: 56489) - St. Johns (SubstationID: 35125) | Caroline - AE1-157/AF2-049/AG1-010 | 59977 | Document Posted | Document Posted
PJM | AF2-050 | 2019-12-23 | Solar PV | 150 | Pennsylvania | Cambria | Active | Pennsylvania Electric Company (Penelec) | Bearrock-Johnstown 230 kV | Bearrock (SubstationID: 56692) - Johnstown (SubstationID: 20509) | CPV Maple Hill Solar | 62006 | Document Posted | Document Posted